## Basic
BOQ, Abstract and Item Rates of F.Y. 2064/65
S.N. | Description for BOQ | Description for Abstract and Comparative chart | Unit | Rate
1 | 12-30 cm dia tree cutting work | 12-30 cm dia tree cutting work | Nos. | 56.06
2 | 137 cm dia tree cutting work | 137 cm dia tree cutting work | Nos. | 422.62
3 | Removing roots of tree | Removing roots of tree | Nos. | 172.5
4 | Thick bush and plant cutting work | Thick bush and plant cutting work | sq.m. | 1086.75
5 | Surface dressing work | Surface dressing work | sq.m. | 9.91
6 | Upper earth cutting work | Upper earth cutting work | sq.m. | 4.31
7 | Site preparation work with cleaning and disposal of debrises, uprooting roots, solid wastes etc. all complete . | Site preparation work | sq.m. | 395.209
8 | Earthwork in excavation in ordinary soils | Earthwork in excavation in ordinary soils | cu.m. | 52794.2
9 | Earthwork in excavation in hard/boulder mix soils in foundation including 10m hauling distance and 1.5 m. lift all complete. | Earthwork in excavation in hard/boulder mix soils | cu.m. | 310.92
10 | Earth filling in 150 mm thick layer, watering, ramming including supply of filling materials within 10 m distance all complete. | Earth filling in 150 mm thick layer with watering and ramming | cu.m. | 355.35
10.1 | Earth filling in 150 mm thick layer, watering, ramming including supply of filling materials within 6 km distance all complete. | Earth filling in 150 mm thick layer, watering, ramming including supply of filling materials within 6 km distance. | cu.m. | 1332.56
11 | Earth filling including supply of filling materials within 10 m distance all complete. | Earth filling including supply of filling materials within 10 m distance. | cu.m. | 596.56
12 | Pumping out of water from foundation or pit. | Pumping out of water from foundation or pit. | cu.m. | 436.71
12.1 | Pumping out of water from foundation or pit. | Pumping out of water from foundation or pit. | per hour | 2402.66
13 | Sand filling including supply of filling materials, watering, ramming etc. all complete | Sand filling including supply of filling materials. | cu.m. | 1663.45
14 | Machine made Brickwork in 1:3 C/S mortar up to ground floor in perfect line level finish including wetting the bricks, racking the joints and curing the work for at least 7 days all complete. | Machine made Brickwork in 1:3 C/S mortar up to ground floor. | cu.m. | 9805.27
15 | Machine made Brickwork in 1:3 C/S mortar in superstructure in perfect line level finish including wetting the bricks, racking the joints and curing the work for at least 7 days all complete. | Machine made Brickwork in 1:3 C/S mortar in superstructure. | cu.m. | 10027.36
16 | Machine made Brickwork in 1:4 C/S mortar up to ground floor in perfect line level finish including wetting the bricks, racking the joints and curing the work for at least 7 days all complete. | Machine made Brickwork in 1:4 C/S mortar up to ground floor. | cu.m. | 9306.75
17 | Machine made Brickwork in 1:4 C/S mortar in superstructure in perfect line level finish including wetting the bricks, racking the joints and curing the work for at least 7 days all complete. | Machine made Brickwork in 1:4 C/S mortar in superstructure. | cu.m. | 9528.84
18 | Machine made Brickwork in 1:5 C/S mortar up to ground floor in perfect line level finish including wetting the bricks, racking the joints and curing the work for at least 7 days all complete. | Machine made Brickwork in 1:5 C/S mortar up to ground floor. | cu.m. | 8868.36
19 | Machine made Brickwork in 1:5 C/S mortar in superstructure in perfect line level finish including wetting the bricks, racking the joints and curing the work for at least 7 days all complete. | Machine made Brickwork in 1:5 C/S mortar in superstructure. | cu.m. | 9090.45
20 | Machine made Brickwork in 1:6 C/S mortar up to ground floor in perfect line level finish including wetting the bricks, racking the joints and curing the work for at least 7 days all complete. | Machine made Brickwork in 1:6 C/S mortar up to ground floor . | cu.m. | #REF!
21 | Machine made Brickwork in 1:6 C/S mortar in superstructure in perfect line level finish including wetting the bricks, racking the joints and curing the work for at least 7 days all complete. | Machine made Brickwork in 1:6 C/S mortar in superstructure. | cu.m. | #REF!
22 | Good quality local chimney made Brickwork in 1:3 C/S mortar up to ground floor in perfect line level finishe including wetting the bricks, racking the joints and curing the work for at least 7 days all complete. | Good quality local chimney made Brickwork in 1:3 C/S mortar up to ground floor. | cu.m. | 9454.52
23 | Good quality local chimney made Brickwork in 1:3 C/S mortar in superstructure in perfect line level finish including wetting the bricks, racking the joints and curing the work for at least 7 days all complete. | Good quality local chimney made Brickwork in 1:3 C/S mortar in superstructure. | cu.m. | 9676.61
24 | Good quality local chimney made Brickwork in 1:4 C/S mortar up to ground floor in perfect line level finishe including wetting the bricks, racking the joints and curing the work for at least 7 days all complete. | Good quality local chimney made Brickwork in 1:4 C/S mortar up to ground floor . | cu.m. | 8977.95
25 | Good quality local chimney made Brickwork in 1:4 C/S mortar in superstructure in perfect line level finish including wetting the bricks, racking the joints and curing the work for at least 7 days all complete. | Good quality local chimney made Brickwork in 1:4 C/S mortar in superstructure. | cu.m. | 9200.04
26 | Good quality local chimney made Brickwork in 1:6 C/S mortar up to ground floor in perfect line level finishe including wetting the bricks, racking the joints and curing the work for at least 7 days all complete. | Good quality local chimney made Brickwork in 1:6 C/S mortar up to ground floor. | cu.m. | 8517.61
27 | Good quality local chimney made Brickwork in 1:6 C/S mortar in superstructure in perfect line level finish including wetting the bricks, racking the joints and curing the work for at least 7 days all complete. | Good quality local chimney made Brickwork in 1:6 C/S mortar in superstructure. | cu.m. | 8739.7
28 | Local chimney made Brickwork in mud mortar for up to ground floor in perfect line level finish including wetting the bricks and racking the joints all complete. | Local chimney made Brickwork in mud mortar for up to ground floor . | cu.m. | 6390.72
29 | Local chimney made Brickwork in mud mortar for superstructure in perfect line level finish including wetting the bricks and racking the joints all complete. | Local chimney made Brickwork in mud mortar for superstructure . | cu.m. | 561.877
30 | Rubble masonry in 1:3 C/S mortar in perfect line level finish including, racking the joints and curing the work for at least 7 days all complete. | Rubble masonry in 1:3 C/S mortar | cu.m. | 8941.97
31 | Rubble masonry in 1:4 C/S mortar in perfect line level finish including, racking the joints and curing the work for at least 7 days all complete. | Rubble masonry in 1:4 C/S mortar. | cu.m. | 8421.93
32 | Rubble masonry in 1:6 C/S mortar in perfect line level finish including, racking the joints and curing the work for at least 7 days all complete. | Rubble masonry in 1:6 C/S mortar. | cu.m. | 7585.98
33 | Dry rubble masonry work in perfect line level finish all complete. | Dry rubble masonry work. | cu.m. | 3342.26
34 | Rubble masonry in mud mortar in perfect line level finish including, racking the joints all complete. | Rubble masonry in mud mortar. | cu.m. | 3576.46
35 | Rubble masonry work in inclined level in 1:3 C/S mortar in perfect line level finish including, racking the joints and curing the work for at least 7 days all complete. | Rubble masonry work in inclined level in 1:3 C/S mortar. | cu.m. | 7189.04
36 | Rubble masonry work in inclined level in 1:4 C/S mortar in perfect line level finish including, racking the joints and curing the work for at least 7 days all complete. | Rubble masonry work in inclined level in 1:4 C/S mortar. | cu.m. | 2693.43
37 | Rubble masonry work in inclined level in 1:6 C/S mortar in perfect line level finish including, racking the joints and curing the work for at least 7 days all complete. | Rubble masonry work in inclined level in 1:6 C/S mortar. | cu.m. | –
38 | Dressed stone masonry in 1:6 C/S mortar in perfect line level finish including, racking the joints and curing the work for at least 7 days all complete. | Dressed stone masonry in 1:6 C/S mortar. | cu.m. | 7929.33
39 | Rubble masonry filling work in foundation . | Rubble masonry filling work in foundation . | cu.m. | 8751.58
40 | Plain cement Concrete (PCC) in 1:5:10 ratio for foundations, flooring and walls with approved quality of cement and sand and crushed stone aggregate including mixing, laying, curing etc all complete in approval of site engineer. | Plain cement Concrete (PCC) in 1:5:10 ratio for foundations, flooring and walls. | cu.m. | 10246.01
41 | Plain cement Concrete (PCC) in 1:4:8 ratio for foundations, flooring and walls with approved quality of cement and sand and crushed stone aggregate including mixing, laying, curing etc all complete in approval of site engineer. | Plain cement Concrete (PCC) in 1:4:8 ratio for foundations, flooring and walls. | cu.m. | 11419.01
42 | Plain cement Concrete (PCC) in 1:3:6 ratio for foundations, flooring and walls with approved quality of cement and sand and crushed stone aggregate including mixing, laying, curing etc all complete in approval of site engineer. | Plain cement Concrete (PCC) in 1:3:6 ratio for foundations, flooring and walls. | cu.m. | 12729.23
43 | Plain cement Concrete (PCC) in 1:2:4 ratio for foundations, flooring and walls with approved quality of cement and sand and crushed stone aggregate including mixing, laying, curing etc all complete in approval of site engineer. | Plain cement Concrete (PCC) in 1:2:4 ratio for foundations, flooring and walls . | cu.m. | 16181.59
44 | Plain cement Concrete (PCC) for RCC works (1:2:4) for slab/lintels with approved quality of cement and sand and crushed stone aggregate including mixing, laying, curing etc all complete in approval of site engineer. | Plain cement Concrete (PCC) for RCC works (1:2:4) for slab/lintels | cu.m. | 9823.17
45 | Plain cement Concrete (PCC) for RCC works (1:1.5:3) for slab/lintels with approved quality of cement and sand and crushed stone aggregate including mixing, laying, curing etc all complete in approval of site engineer. | Plain cement Concrete (PCC) for RCC works (1:1.5:3) for slab/lintels | cu.m. | 11425.82
46 | Plain cement Concrete (PCC) for RCC works (1:1:2) for super structure with approved quality of cement and sand and crushed stone aggregate including mixing, laying, curing etc all complete in approval of site engineer. | Plain cement Concrete (PCC) for RCC works (1:1:2) for super structure. | cu.m. | 12719.46
47 | Tor steel reinforcement bar of fe 415/500 grade including straightening, cleaning, cutting, binding & fixing in position with annealed tying binding wire as per drawing, design & instruction all complete. | Tor steel reinforcement bar of fe 415/500 grade. | MT | 16171.81
47.1 | Tor steel reinforcement bar of fe 415/500 grade including straightening, cleaning, cutting, binding & fixing in position with annealed tying binding wire as per drawing, design & instruction all complete. | Tor steel reinforcement bar of fe 415/500 grade. | kg | 16.17
48 | Formwork, shuttering, centering with approved materials for all works necessary propping, scaffolding, staging, supporting inclusive of wedging and cutting holes for utilization till the support if fully unyielding nett. | Formwork, shuttering, centering with approved materials. | sq.m. | 514.59
49 | Formwork, shuttering, centering with approved materials for column and beam necessary propping, scaffolding, staging, supporting inclusive of wedging and cutting holes for utilization till the support if fully unyielding nett. | Formwork, shuttering, centering with approved materials for column and beam . | sq.m. | 768.65
50 | Formwork, shuttering, centering with 19mm thick waterproof ply board and steel post for all works necessary propping, scaffolding, staging, supporting inclusive of wedging and cutting holes for utilization till the support if fully unyielding nett. | Formwork, shuttering, centering with 19mm thick waterproof ply board and steel post | sq.m. | 604.99
50.1 | Formwork, shuttering, centering with approved materials for beam upto 0.30 m necessary propping, scaffolding, staging, supporting inclusive of wedging and cutting holes for utilization till the support if fully unyielding nett. | Formwork, shuttering, centering with approved materials for beam upto 0.30 m depth. | sq.m. | 800.16
51 | Formwork, shuttering, centering with approved materials for 0.30m to 0.80 m deep beam necessary propping, scaffolding, staging, supporting inclusive of wedging and cutting holes for utilization till the support if fully unyielding nett. | Formwork, shuttering, centering with approved materials for 0.30 to 0.80 m.deep beam. | sq.m. | 633.61
51.1 | Formwork, shuttering, centering with 19mm thick waterproof ply for beam with steel pipe propping, scaffolding, staging, supporting inclusive of wedging and cutting holes for utilization till the support if fully unyielding nett. | Formwork, shuttering, centering with 19mm thick waterproof ply for beam with steel pipe propping. | sq.m. | 778.2
51.2 | Formwork, shuttering, centering with 19mm thick waterproof ply for column, necessary propping, scaffolding, staging, supporting inclusive of wedging and cutting holes for utilization till the support if fully unyielding nett. | Formwork, shuttering, centering with 19mm thick waterproof ply for column. | sq.m. | 925.35
52 | Wooden plank bracingwork in trench with approved materials for depth from 1.5 m to less than 3.0m | Wooden plank bracing work in 1.5m to 3.0m deep trench. | sq.m. | 165.88
53 | Wooden plank bracing work in trench with approved materials for depth more than 3.0m | Wooden plank bracing work in trench deeper than 3.0m. | sq.m. | 172.33
54 | 0.5 mm CGI sheet roofing with proper shape & size, all necessary nails, screws, bolts, nuts washers, J or L hooks etc as per drawing & instruction all complete. | 0.50mm CGI sheet roofing. | sq.m. | 872.68
55 | 0.41 mm CGI sheet roofing with proper shape & size, all necessary nails, screws, bolts, nuts washers, J or L hooks etc as per drawing & instruction all complete. | 0.41mm CGI sheet roofing. | sq.m. | 817.26
55.1 | 0.45mm colour CGI sheet roofing with proper shape & size, all necessary nails, screws, bolts, nuts washers, J or L hooks etc as per drawing & instruction all complete. | 0.45 mm colour CGI sheet roofing. | sq.m. | 768.09
56 | 0.50mm colour CGI sheet roofing including fixing in proper shape & size with all necessary rails, screws, bolts & nuts washers, J & L hocks etc as per drawing & instruction all complete. | 0.50mm colour CGI sheet roofing. | sq.m. | 996.91
57 | 0.50mm colour GI plain sheet for ridge cover on roofing including fixing in proper shape & size with all necessary rails, screws, bolts & nuts washers, J & L hocks etc as per drawing & instruction all complete. | 0.50mm colour GI plain sheet for ridge cover on roofing. | r.m. | #REF!
57.1 | 0.50mm colour GI plain sheet for ridge cover on roofing including fixing in proper shape & size with all necessary rails, screws, bolts & nuts washers, J & L hocks etc as per drawing & instruction all complete. | 0.50mm colour GI plain sheet for ridge cover on roofing. | sq.m. | #REF!
58 | 0.50mm GI plain sheet for gutter on roofing including fixing in proper shape & size with all necessary rails, screws, bolts & nuts washers, J & L hocks etc as per drawing & instruction all complete. | 0.5mm GI plain sheet for gutter on roofing. | r.m. | #REF!
58.1 | 0.50mm GI plain sheet for gutter on roofing including fixing in proper shape & size with all necessary rails, screws, bolts & nuts washers, J & L hocks etc as per drawing & instruction all complete. | 0.5mm GI plain sheet for gutter on roofing. | sq.m. | #REF!
58.2 | 0.50mm Colour GI plain sheet for gutter on roofing including fixing in proper shape & size with all necessary rails, screws, bolts & nuts washers, J & L hocks etc as per drawing & instruction all complete. | 0.5mm GI colour sheet for gutter on roofing. | r.m. | #REF!
58.3 | 0.50mm Colour GI plain sheet for gutter on roofing including fixing in proper shape & size with all necessary rails, screws, bolts & nuts washers, J & L hocks etc as per drawing & instruction all complete. | 0.5mm GI colour sheet for gutter on roofing. | sq.m. | #REF!
59 | Slate roofing work . | Slate roofing work . | sq.m. | 1048.3
60 | Machine made clay tiles on roofing including fixing in proper shape & size as per drawing & instruction all complete. | Machine made clay tiles on roofing . | sq.m. | 660.02
61 | Clay tile ridge roofing work . | Clay tile ridge roofing work . | r.m. | 1100.04
62 | 20 mm thick salwood false ceiling fiting woth 40mmx 20mm bidding joint | 20 mm thick salwood false ceiling fiting woth 40mmx 20mm bidding joint | sq.m. | 156449.39
63 | Well seasoned salwood chaukhats for fixed/openable door/windows with good finish of approved quality incuding fixing in postion with necessary M.S. hold fasts as per drawing and instruction all complete. | Well seasoned salwood chaukhats for fixed/openable door/windows. | cu.m. | 3896.11
64 | Making and fitting fixing sal wood Panelled door shutter with 38 mm thick sal wood frame including all necessary hardware fitting all complete. | Making and fitting fixing sal wood Panelled door shutter with 38 mm thick sal wood frame. | sq.m. | 1632.638
65 | Fixing of glazed shutter in 38x75 mm thick sal wood frame with 3mm thick plain glass fitted including all necessary hardware fittings all complete. | Fixing of glazed shutter in 38x75 mm thick sal wood frame with 3mm thick plain glass fitted. | sq.m. | 175919.87
66 | Fixing of glazed shutter in 38x75 mm thick sal wood frame with 4mm thick plain glass fitted including all necessary hardware fittings all complete. | Fixing of glazed shutter in 38x75 mm thick sal wood frame with 4mm thick plain glass fitted. | sq.m. | 9470.64
67 | Fixing of glazed shutter in 38x75 mm thick sal wood frame with 5mm thick plain glass fitting including all necessary hardware fittings all complete. | Fixing of glazed shutter in 38x75 mm thick sal wood frame with 5mm thick plain glass. | sq.m. | 6106.09
68 | Fixing of glazed shutter in 38x75 mm thick sal wood frame with 6mm thick plain glass fitting including all necessary hardware fittings all complete. | Fixing of glazed shutter in 38x75 mm thick sal wood frame with 6mm thick plain glass. | sq.m. | 6208.43
69 | Making and fitting flush door shutter of 38 x 100 mm size sal wood frame with 4 mm thick commercial plywood on both side including all necessary hardware fitting all complete. | Flush door shutter of 38 x 100 mm size sal wood frame with 4 mm thick commercial plywood on both side. | sq.m. | 4908.8
70 | Making and fitting fixing flush door shutter of 38 x 100 mm size sal wood frame with 6 mm thick waterproof ply on one side and 4mm thick commercial ply on other side including all necessary hardware fitting all complete. | Flush door shutter of 38 x 100 mm size sal wood frame with 6 mm thick waterproof ply on one side and 4mm thick commercial ply on other side | sq.m. | 5261.21
71 | Making and fitting fixing flush door shutter of 38 x 100 mm size sal wood frame with 4 mm teak ply on both side including all necessary hardware fitting all complete. | Flush door shutter of 38 x 100 mm size sal wood frame with 4 mm teak ply on both side. | sq.m. | 6023.7
72 | Making and fitting flush door shutter of 38 x 100 mm size sal wood frame with 28gauge G.I thick G.I plain sheet on both side including all necessary hardware fitting all complete. | Making and fitting flush door shutter of 38 x 100 mm size sal wood frame with 28gauge G.I thick G.I plain sheet on both side. | sq.m. | 5513.27
73 | Making and fitting of G.I. Mosquito net shutter with diamond chicken wire mesh with 38mm thick seasoned salwood frame including hinges, towerbolts, handles, locking set etc all complete. | G.I. Mosquito net shutter with diamond chicken wire mesh on 38mm thick seasoned salwood frame. | sq.m. | 3382.66
73.1 | Making and fitting of G.I. Mosquito net shutter over existing salwood frame including listi all complete. | G.I. Mosquito net over existing salwood frame. | sq.m. | 3546.32
73.2 | Making and fitting of G.I. Mosquito net shutter with 38mm thick seasoned salwood frame including hinges, towerbolts, handles, locking set etc all complete. | G.I. Mosquito net shutter with 38mm thick seasoned salwood frame. | sq.m. | 360.12
74 | Fixing of 3 mm thick glass on existing fixed frames of windows, ventilators with wooden beading & putty s all complete. | Fixing of 3 mm thick glass on existing fixed frames. | sq.m. | 833.32
75 | Fixing of 4 mm thick glass on existing fixed frames of windows, ventilators with wooden beading & putty s all complete. | Fixing of 4 mm thick glass on existing fixed frames. | sq.m. | 1043.68
76 | Fixing of 5 mm thick glass on existing fixed frames of windows, ventilators with wooden beading & putty s all complete. | Fixing of 5 mm thick glass on existing fixed frames. | sq.m. | 473.23
77 | Fixing of 6 mm thick glass on existing fixed frames of windows, ventilators with wooden beading & putty s all complete. | Fixing of 6 mm thick glass on existing fixed frames. | sq.m. | 1346.56
78 | Fitting up the 4mm thick plywood false ceiling in existing wooden frame all complete. | 4mm thick plywood false ceiling in existing wooden frame. | sq.m. | 884.38
79 | Partition work with 4mm thick plywood fixed on both side with salwood frame (size 50x75mm) making 60x90cm room size all complete. | Partition work with 4mm thick plywood fixed on both side with salwood frame (size 50x75mm) making 60x90cm room size. | sq.m. | 2527.87
80 | Partition work with 12mm thick plywood fixed on both side with salwood frame (size 38x75mm) making 61x91.5cm room size and listi all complete. | Partition work with 12mm thick plywood fixed on both side with salwood frame (size 38x75mm) making 61x91.5cm room size and listi. | sq.m. | 2677.85
81 | Supply and fixing of one side laminated 18 mm thick partition board | Supply and fixing of one side laminated 18 mm thick partition board | sq.m. | 1179.74
81.1 | Supply and lamination of 4 mm teak ply on hardboard and other partition surface with glue | Supply and lamination of 4 mm teak ply on hardboard and other partition surface with glue | sq.m. | 118266
82 | 4mm thick plywood false ceiling work with salwood frame (size 50x75mm) making 60x90cm room size all complete. | 4mm thick plywood false ceiling work with salwood frame (size 50x75mm) making 60x90cm room size. | sq.m. | 5932.55
82.1 | 6mm thick plywood false ceiling work with salwood frame (size 50x75mm) making 60x90cm room size all complete. | 6mm thick plywood false ceiling work with salwood frame (size 50x75mm) making 60x90cm room size. | sq.m. | 6380.74
83 | 4mm thick plywood false ceiling work with pinewood frame (size 50x75mm) making 60x90cm room size all complete. | 4mm thick plywood false ceiling work with pinewood frame (size 50x75mm) making 60x90cm room size. | sq.m. | 6073.85
84 | Salwood for roofing, of first class finish free from cracks and wrought including hoisting and fitting with necessary nails, bolts nuts etc. to fix the false ceiling all complete work. | Salwood for roofing. | cu.m. | 3955.81
85 | Fitting of 25mm thick well seasoned salwood evesboard with necessary nails, screws, metal brackets etc as per drawing and instruction all complete. | 25mm thick well seasoned salwood evesboard. | sq.m. | 4868.01
86 | 16-20 mm dia bar fixing in window chaukhat | 16-20 mm dia bar fixing in window chaukhat. | MT | 4261.69
87 | 38mm thick (1:2:4) P.C.C. for flooring with approved quality of O.P. cement & sand and crushed stone aggregate including mixing, laying, punning, rubbing in hard surface curing etc all complete. | 38mm thick (1:2:4) P.C.C. for flooring with punning, rubbing in hard surface curing. | sq.m. | 479.99
88 | 50mm thick (1:2:4) P.C.C. for flooring with approved quality of O.P. cement & sand and crushed stone aggregate including mixing, laying, punning, rubbing in hard surface curing etc all complete. | 50mm thick (1:2:4) P.C.C. for flooring with punning, rubbing in hard surface curing. | sq.m. | 605.65
89 | 75mm thick (1:2:4) P.C.C. for flooring with approved quality of O.P. cement & sand and crushed stone aggregate including mixing, laying, punning, rubbing in hard surface curing etc all complete. | 75mm thick (1:2:4) P.C.C. for flooring with approved quality of O.P. cement & sand and crushed stone aggregate. | sq.m. | 843.41
90 | 25mm thick mosaic flooring- 5mm thick white cement and marble chips(1:1) on 20mm (1:2:4) cement conc. Rubbing and polishing properly. | 25mm thick mosaic flooring- 5mm thick white cement and marble chips(1:1) on 20mm (1:2:4) cement conc. | sq.m. | 1235.15
91 | 25mm thick mosaic flooring- 6mm thick white cement and marble chips(1:2) on 19mm thick cement plastering (1:2) and rubbing and polishing properly. | 25mm thick mosaic flooring- 6mm thick white cement and marble chips(1:2) on 19mm thick cement plastering (1:2). | sq.m. | 2241.17
92 | 20mm thick mosaic flooring(1:2) with12.5mm thick cement sand plaster(1:4) | 20mm thick mosaic flooring(1:2) with12.5mm thick cement sand plaster(1:4) | sq.m. | 2245.23
93 | Supplying and laying of 20mm thick Terrazzo tiles in 20mm thick cement sand motar (1:4) ratio on floors, skirting and wall s all complete. | 20mm thick Terrazzo tiles in 20mm thick cement sand motar (1:4) ratio on floors, skirting and wall. | sq.m. | 2133.68
94 | Supplying and laying of good quality marbal in cement sand motar (1:2) ratio with approved colour on floors, skirting and wall s all complete. | Marbal in cement sand motar (1:2) ratio with approved colour on floors, skirting and wall. | sq.m. | #REF!
95 | Supplying and laying of glazed or non glazed tiles in cement sand mortar (1:4) ratio with approved colour on wall and floor all complete. | Glazed or non glazed tiles in cement sand mortar (1:4) ratio with approved colour on wall and floor. | sq.m. | 1897.67
96 | Supplying and laying of glazed or non glazed tiles in cement sand mortar (1:4) ratio with Boarder approved colour on wall and floor all complete. | Glazed or non glazed tiles in cement sand mortar (1:4) ratio with Boarder approved colour on wall and floor. | sq.m. | 1956.86
97 | 50-60mm thick flag stone paving work in (1:4) C/S mortar including curing etc all complete. | 50-60mm thick flag stone paving work in (1:4) C/S mortar . | sq.m. | 1539.23
98 | 50-62mm thick flag stone paving work in (1:4) C/S mortar including curing etc all complete. | 50-62mm thick flag stone paving work in (1:4) C/S mortar . | sq.m. | 1414.16
99 | 60mm thick inter locking concrete block paving with 50mm.th. Stone dust all complete | 60mm thick flag stone paving work on stone dust. | sq.m. | 1288.18
100 | 70mm thick inter locking concrete block paving with 50mm.th. Stone dust all complete | 70mm thick flag stone paving work on stone dust. | sq.m. | 1420.91
101 | 25-37.5 mm thick flag stone paving work in (1:4) C/S mortar including curing etc all complete. | 25-37.5 mm thick flag stone paving work in (1:4) C/S mortar. | sq.m. | #REF!
102 | 25 mm thick Telia brick paving work in (1:2) surki mortar and pointing the joints with 1:1 C/S mortar including curing etc all complete. | 25 mm thick Telia brick paving work in (1:2) surki mortar and pointing the joints with 1:1 C/S mortar. | sq.m. | #REF!
103 | Local flat brick soiling work in (1:6) Cement Sand mortar and pointing joint in (1:2)cement sand . | Local flat brick soiling work in (1:6) Cement Sand mortar and pointing joint in (1:2)cement sand . | sq.m. | 817.95
104 | Local brick on edge soiling work in (1:6) Cement Sand mortar and pointing joint in (1:2)cement sand . | Local brick on edge soiling work in (1:6) Cement Sand mortar and pointing joint in (1:2)cement sand . | sq.m. | 1070.76
105 | Local flat brick soiling work with sand filling. | Local flat brick soiling work with sand filling. | sq.m. | 1844.56
106 | Dry brick soling brick on edge in foundation and floor. | Dry brick soling brick on edge in foundation and floor. | sq.m. | 571.06
107 | Dry stone soling in foundation and floor including sand filling in joints, leveling, watering etc. all complete. | Dry stone soling in foundation and floor including sand filling in joints, leveling, watering etc. all complete. | cu.m. | 982.9
108 | Flat dry brick soling on flat in foundation and floor including sand filling in joints, leveling, ramming etc. all complete | Flat dry brick soling on flat in foundation and floor including sand filling in joints. | sq.m. | 991.86
109 | Pointing in flat stone paving | Pointing in flat stone paving | sq.m. | 59.18
110 | Sand filling in flooring including supply of filling materials, watering, ramming etc. all complete | Sand filling in flooring including watering, ramming etc. | cu.m. | 1821.78
111 | Brick bat filling work | Brick bat filling work | cu.m. | 2167.1
112 | 3 mm thick cement sand punning on floor, skriting, dado etc, including mixing laying and rubbing with steel trowel to a hard, smooth and shining surface and curing all complete. | 3 mm thick cement sand punning on floor, skriting, dado etc. | sq.m. | 190.37
113 | Plain plaster of paris in wall and ceiling including mixing laying and rubbing to a hard, smooth and shining surface all complete | Plain plaster of paris in wall and ceiling | sq.m. | #REF!
114 | 25mm thick sal wood planking work with salwood frame (size 50x75mm) making 60x90cm room size all complete. | 25mm thick sal wood planking work with salwood frame (size 50x75mm) making 60x90cm room size. | sq.m. | 6255.65
115 | 12.5mm thick cement sand plaster in (1:3) ratio on ceiling of good finish including racking the joint, wetting of surfaces & curing the work all complete. | 12.5mm thick cement sand plaster in (1:3) ratio on ceiling. | sq.m. | 303.3
116 | 12.5mm thick cement sand plaster in (1:4) ratio on ceiling of good finish including racking the joint, wetting of surfaces & curing the work all complete. | 12.5mm thick cement sand plaster in (1:4) ratio on ceiling. | sq.m. | 292.53
117 | 12.5mm thick cement sand plaster in (1:4) ratio on wall of good finish including racking the joint, wetting of surfaces & curing the work all complete. | 12.5mm thick cement sand plaster in (1:4) ratio on wall . | sq.m. | 257.16
118 | 12.5mm thick cement sand plaster in (1:6) ratio on wall of good finish including racking the joint, wetting of surfaces & curing the work all complete. | 12.5mm thick cement sand plaster in (1:6) ratio on wall. | sq.m. | 233.79
119 | 12.5mm thick lime surki plaster in (1:2) ratio on wall and ceiling of good finish including racking the joint, wetting of surfaces & curing the work all complete. | 12.5mm thick lime surki plaster in (1:2) ratio on wall and ceiling. | sq.m. | 291.87
120.1 | 20mm thick lime surki plaster in (1:2) ratio on wall and ceiling of good finish including racking the joint, wetting of surfaces & curing the work all complete. | 20mm thick lime surki plaster in (1:2) ratio on wall and ceiling of good finish. | sq.m. | 393.2
120 | 20mm thick cement sand plaster in (1:3) ratio on wall of good finish including racking the joint, wetting of surfaces & curing the work all complete. | 20mm thick cement sand plaster in (1:3) ratio on wall. | sq.m. | 360.44
121 | 20mm thick cement sand plaster in (1:4) ratio on floor of good finish including racking the joint, wetting of surfaces & curing the work all complete. | 20mm thick cement sand plaster in (1:4) ratio on floor. | sq.m. | 340.72
122 | 20mm thick cement sand plaster in (1:6) ratio on floor of good finish including racking the joint, wetting of surfaces & curing the work all complete. | 20mm thick cement sand plaster in (1:6) ratio on floor . | sq.m. | 304.39
123 | 25mm thick Leon plaster in wall of good finish including racking the joint, wetting of surfaces & curing the work all complete. | 25mm thick Leon plaster in wall. | sq.m. | 170.94
124 | 12mm thick Leon plaster in wall of good finish including racking the joint, wetting of surfaces & curing the work all complete. | 12mm thick Leon plaster in wall. | sq.m. | 185.95
125 | Colouring with two coat white washing in new ceiling surface to give uniform colouring after rendering the surface all complete. | Colouring with two coat white washing in new ceiling surface. | sq.m. | 27.06
126 | Colouring with two coat white washing in new wall surface to give uniform colouring after rendering the surface all complete. | Colouring with two coat white washing in new wall surface. | sq.m. | 23.61
127 | Colouring with three coat white washing in new ceiling surface to give uniform colouring after rendering the surface all complete. | Colouring with three coat white washing in new ceiling surface. | sq.m. | 51.45
128 | Colouring with three coat white washing in new wall surface to give uniform colouring after rendering the surface all complete. | Colouring with three coat white washing in new wall surface. | sq.m. | 44.03
129 | Colouring with one coat white washing in old surface to give uniform colouring after rendering the surface all complete. | Colouring with one coat white washing in old surface. | sq.m. | 12.31
130 | Colouring with one coat distemper paint with one coat primer to give uniform colouring after rendering the surface all complete. | Colouring with one coat distemper paint with one coat primer. | sq.m. | 72.15
131 | Colouring with two coat distemper paint with one coat primer to give uniform colouring after rendering the surface all complete. | Colouring with two coat distemper paint with one coat primer. | sq.m. | 98.51
132 | Colouring with 1 coats waterproof cement paint of approved colour to give uniform colouring after rendering the surface all complete. | Colouring with 1 coats waterproof cement paint of approved colour. | sq.m. | 34.84
133 | Colouring with 2 coats waterproof cement paint of approved colour to give uniform colouring after rendering the surface all complete. | Colouring with 2 coats waterproof cement paint of approved colour. | sq.m. | 79.63
134 | 1 coats of ready made enamel paint of approved colour over 1 coats of primer Painting over porperly sanded wooden surface all complete | 1 coats of ready made enamel paint of approved colour over 1 coats of primer. | sq.m. | 141.38
135 | 2 coats of ready made enamel paint of approved colour over 1 coats of primer Painting over porperly sanded wooden surface all complete | 2 coats of ready made enamel paint of approved colour over 1 coats of primer. | sq.m. | 212.35
136 | 1 coats of ready made plastic emulsion paint of approved colour over 1 coats of primer Painting over porperly cleaned surface all complete | 1 coats of ready made plastic emulsion paint of approved colour over 1 coats of primer Painting. | sq.m. | 134.49
137 | 2 coats of plastic emulsion paint paint of approved colour over 1 coats of primer Painting over porperly cleaned surface all complete | 2 coats of plastic emulsion paint paint of approved colour over 1 coats of primer Painting over porperly cleaned surface. | sq.m. | 205.55
138 | Colouring with duracel paint of approved colour on brick wall face to give uniform colouring after rendering the surface all complete. | Colouring with duracel paint of approved colour on brick wall face to give uniform colouring after rendering the surface all complete. | sq.m. | 210.35
139 | 1 coats of apex paint(weather coat) of approved colour without primer Painting over porperly cleaned surface all complete | 1 coats of apex paint(weather coat) of approved colour without primer Painting over porperly cleaned surface all complete | sq.m. | 93.66
140 | 2 coats of apex paint(weather coat) of approved colour without primer Painting over porperly cleaned surface all complete | 2 coats of apex paint(weather coat) of approved colour without primer Painting over porperly cleaned surface all complete | sq.m. | 173.42
141 | Two coats of aluminium paint over one coat of primer in metal surface to give uniform colouring after rendering the surface all complete. | Two coats of aluminium paint over one coat of primer in metal surface to give uniform colouring after rendering the surface. | sq.m. | 190.74
142 | Two coats of red oxide painting in metal surfaces in properly sanded surface including sealing voids with putting all complete. | Two coats of red oxide painting in metal surfaces in properly sanded surface. | sq.m. | #REF!
143 | 1 coats of double boiled linsid oil painting over porperly cleaned surface all complete | 1 coats of double boiled linsid oil painting over porperly cleaned surface all complete | sq.m. | 32.08
144 | 2 coats of double boiled linsid oil painting over porperly cleaned surface all complete | 2 coats of double boiled linsid oil painting over porperly cleaned surface all complete | sq.m. | 62.27
145 | 1 coats of commercial varnesh painting over porperly cleaned surface all complete | 1 coats of commercial varnesh painting over porperly cleaned surface all complete | sq.m. | 52.26
146 | 2 coats of commercial varnesh painting over porperly cleaned surface all complete | 2 coats of commercial varnesh painting over porperly cleaned surface all complete | sq.m. | 100.28
147 | 1 coats of bitumen (Alkatra) painting over porperly cleaned surface all complete | 1 coats of bitumen (Alkatra) painting over porperly cleaned surface all complete | sq.m. | 32.68
148 | 2 coats of bitumen (Alkatra) painting over porperly cleaned surface all complete | 2 coats of bitumen (Alkatra) painting over porperly cleaned surface all complete | sq.m. | 56.83
149 | Three coats of chapra polishing in wood surfaces with approved colour in properly sanded surface including sealing voids with putting all complete. | Three coats of chapra polishing in wood surfaces with approved colour in properly sanded surface including sealing voids with putting all complete. | sq.m. | 111.03
150 | 1 coats of Tata red oxide painting over porperly cleaned surface all complete | 1 coats of Tata red oxide painting over porperly cleaned surface all complete | sq.m. | 93.49
151 | Two coats of tata red oxide painting with approved colour in properly cleaned surface including sealing voids with putting all complete. | Two coats of tata red oxide painting with approved colour in properly cleaned surface | sq.m. | 158.93
152 | Flush pointing work in (1:1) cement sand mortar on brick works with good finish including curing as per instruciton all complete. | Flush pointing work in (1:1) cement sand mortar on brick works. | sq.m. | 170.94
153 | Ruled pointing work in (1:1) cement sand mortar on brick works with good finish including curing as per instruciton all complete. | Ruled pointing work in (1:1) cement sand mortar on brick works. | sq.m. | #REF!
154 | Flush pointing work in (1:2) cement sand mortar on brick works with good finish including curing as per instruciton all complete. | Flush pointing work in (1:2) cement sand mortar on brick works. | sq.m. | 154.97
155 | Ruled pointing work in (1:2) cement sand mortar on brick works with good finish including curing as per instruciton all complete. | Ruled pointing work in (1:2) cement sand mortar on brick works. | sq.m. | #REF!
156 | Flush pointing work in (1:3) cement sand mortar on brick works with good finish including curing as per instruciton all complete. | Flush pointing work in (1:3) cement sand mortar on brick works. | sq.m. | #REF!
157 | Ruled pointing work in (1:3) cement sand mortar on brick works with good finish including curing as per instruciton all complete. | Ruled pointing work in (1:3) cement sand mortar on brick works. | sq.m. | #REF!
158 | Ruled pointing work in (1:1) cement sand mortar on boulder stone work with good finish including curing as per instruciton all complete. | Ruled pointing work in (1:1) cement sand mortar on boulder stone work. | sq.m. | 228.89
159 | Ruled pointing work in (1:2) cement sand mortar on boulder stone work with good finish including curing as per instruciton all complete. | Ruled pointing work in (1:2) cement sand mortar on boulder stone work with. | sq.m. | 198.25
160 | Ruled pointing work in (1:3) cement sand mortar on boulder stone work with good finish including curing as per instruciton all complete. | Ruled pointing work in (1:3) cement sand mortar on boulder stone work. | sq.m. | #REF!
161 | Ruled pointing work in (1:3) cement sand mortar on Asler work with good finish including curing as per instruciton all complete. | Ruled pointing work in (1:3) cement sand mortar on Asler work. | sq.m. | 113.2
162 | Flush pointing work in (1:3) cement sand mortar on 45 x 45 cm flag stone paving works with good finish including curing as per instruciton all complete. | Flush pointing work in (1:3) cement sand mortar on 45 x 45 cm flag stone paving works. | sq.m. | 59.18
163 | 1:1 cement sand pointing work in Telia floor tile with good finishing including curing all complete | Pointing work in (1:1) cement sand mortar for Telia flooring. | sq.m. | 129.9
164 | 3 mm thick cement sand punning (1:1) on floor, skriting, dado etc, including mixing laying and rubbing with steel trowel to a hard, smooth and shining surface and curing all complete. | 3 mm thick cement sand punning (1:1) on floor, skriting, dado etc. | sq.m. | #REF!
165 | 3 mm thick lime plastering work including mixing laying and rubbing with steel trowel to a hard, smooth and shining surface and curing all complete. | 3 mm thick lime plastering work. | sq.m. | #REF!
166 | 3 mm thick cement plastering work including mixing laying and rubbing with steel trowel to a hard, smooth and shining surface and curing all complete. | 3mm thick cement plastering work. | sq.m. | 188.08
167 | 2 cm thick (1:2) cement sand mortar DPC work with water proof compound including mixing laying and rubbing with steel trowel to a hard, smooth and shining surface and curing all complete. | 2 cm thick (1:2) cement sand mortar DPC work with water proof compound. | sq.m. | 354.77
168 | 2.5 cm thick (1:1.5:3) concrete DPC work with water proof compound including mixing laying and rubbing with steel trowel to a hard, smooth and shining surface and curing all complete. | 2.5 cm thick (1:1.5:3) concrete DPC work with water proof compound. | sq.m. | 385.3
169 | 3.8 cm thick (1:2:4) concrete DPC work with water proof compound including mixing laying and rubbing with steel trowel to a hard, smooth and shining surface and curing all complete. | 3.8 cm thick (1:2:4) concrete DPC work with water proof compound. | sq.m. | 464.2
170 | 1 coats of bitumen (Alkatra) painting over DPC course and covering porperly with river sand . | 1 coats of bitumen (Alkatra) painting over DPC course and covering porperly with river sand . | sq.m. | 350.54
171 | Supplying and laying of one layer of 500 gauge Polythene sheet on prepared surface | Supplying and laying of one layer of 500 gauge Polythene sheet on prepared surface | sq.m. | 100.05
172 | One layer Tarfelt laying over evenly spread roofing grade bitumen with river sand on cleaned surface. | One layer Tarfelt laying over evenly spread roofing grade bitumen with river sand on cleaned surface. | sq.m. | 673.26
173 | Two layer Tarfelt laying over evenly spread roofing grade bitumen with river sand on cleaned surface. | Two layer Tarfelt laying over evenly spread roofing grade bitumen with river sand on cleaned surface. | sq.m. | 1078.35
174 | One layer damp proof grade Tarfelt laying over evenly spread roofing grade bitumen with river sand on cleaned surface. | One layer damp proof grade Tarfelt laying over evenly spread roofing grade bitumen with river sand on cleaned surface. | sq.m. | 816.86
175 | Taking out damaged brick from the wall and replacing new in1:6 CM | Taking out damaged brick from the wall and replacing new in1:6 CM | cu.m. | 12064.63
176 | Cleaning old surface with linsid oil and ready made enamel painting work | Cleaning old surface with linsid oil and ready made enamel painting work | sq.m. | 144.03
177 | Dismentaling of old lime surkhi / cement Sand plaster including disposal of the debris out of site. | Dismentaling of old lime surkhi / cement Sand plaster including disposal of the debris out of site. | sq.m. | 46.57
178 | Dismantling of roof tile in cement mortar including disposal of the debris out of site . | Dismantling of roof tile in cement mortar including disposal of the debris out of site. | sq.m. | 67.52
179 | Dismantling of existing brickwork in mud mortar including disposal of the debris out of site . | Dismantling of existing brickwork in mud mortar including disposal of the debris out of site. | cu.m. | 457.12
180 | Dismantling of existing brickwork in cement / lime surkhi mortar including disposal of the debris out of site . | Dismantling of existing brickwork in cement / lime surkhi mortar including disposal of the debris out of site. | cu.m. | 914.25
181 | Dismantling of RCC work including disposal of the debris out of site . | Dismantling of RCC work including disposal of the debris out of site. | cu.m. | 4743.75
182 | Dismantling of P.C.C./L.C.C. work including disposal of the debris out of site. | Dismantling of P.C.C./L.C.C. work including disposal of the debris out of site. | cu.m. | 1725
183 | Making and fitting MS grill including red oxide paint all complete | Making and fitting MS grill including red oxide paint all complete | k.g. | 132.82
184 | 3x20mm size M.S. grill with almunium paints as per design and instruction all complete. | 3x20mm size M.S. grill with almunium paints. | sq.m. | 2143.79
185 | 4.5x20mm size M.S. grill with almunium paints as per design and instruction all complete. | 4.5x20mm size M.S. grill with almunium paints. | sq.m. | 2855.73
186 | Supply and fixing of M.S. collapsible gate including with primer painting and all necessary accessories all complete | Supply and fixing of M.S. collapsible gate including with primer peinting. | sq.m. | 5036.21
187 | Supply and fixing 16/18 gauge M.S. Rolling shutter with all necessary accessories, all complete. | Supply and fixing 16/18 gauge M.S. Rolling shutter. | sq.m. | 3538.96
188 | Supply and fixing of Iron gate made up of 16 gauge black sheet on 50 X 50 X 4 mm M.S. angle frame including with all necessary accessories, all complete. | Supply and fixing of Iron gate made up of 16 gauge black sheet on 50 X 50 X 4 mm M.S. angle frame. | k.g. | 6805.7
189 | GI barbed wire fencing work | GI barbed wire fencing work | Rm | 48.57
190 | Placing salwood Post @ 3m and 5 layer + 2layer diagonal barbed wire fencing work | Placing salwood Post @ 3m and 5 layer + 2layer diagonal barbed wire fencing work | Rm | 1295.17
48.57
191 | Aluminium fix panel at sliding windows of section (88 x38.1x1.1) | Aluminium fix panel at sliding windows of section (88 x38.1x1.1) | sq.m. | #REF!
192 | Aluminium sliding window with fixed panels without fly mesh shutter of section (88 x38.1x1.1) | Aluminium sliding window with fixed panels without fly mesh shutter of section (88 x38.1x1.1) | sq.m. | 5852.9
193 | Aluminium sliding door of section (101 x45x1.1) | Aluminium sliding door of section (101 x45x1.1) | sq.m. | 5444.56
194 | Aluminium casement windows of section (54 x38 x1.1) | Aluminium casement windows of section (54 x38 x1.1) | sq.m. | 5852.9
195 | Aluminium casement door of section (101 x45 x1.1) | Aluminium casement door of section (101 x45 x1.1) | sq.m. | 5716.78
196 | Aluminium swing door of section (101x45x1.1) | Aluminium swing door of section (101x45x1.1) | sq.m. | 6125.13
197 | Aluminium sliding windows of section (88 x38 x1.1) | Aluminium sliding windows of section (88 x38 x1.1) | sq.m. | 6397.35
198 | Aluminium partition with 5 mm thick glass and 9 mm thick laminated board of section (101 x45x1.1) | Aluminium partition with 5 mm thick glass and 9 mm thick laminated board of section (101 x45x1.1) | sq.m. | 5444.56
199 | Aluminium partition with 5 mm thick glass and 9 mm thick laminated board of section (64 x38x1.1) | Aluminium partition with 5 mm thick glass and 9 mm |  | 6669.58
200 | M.S.black pipe roof truss with I.S. or B.S. section including jointing, fixing, erection and primer painting with all necessary M.S. bed plates, shoe angles anchor bolts leas sheeting or cement grouting as per drawing and instructions, all complete . | M.S.black pipe roof truss with primer painting with all necessary M.S. bed plates, shoe angles anchor bolts leas. | kg | 262.89
201 | M.S. blackpipe purlin with I.S. or B.S. section including jointting , fixing, erection and primer painting with all necessary M.S. bed plates, shoe angles, anchor bolts leas sheeting or cement grouting as per drawing and instructions all complete . | M.S. blackpipe purlin with primer painting with all necessary M.S. bed plates, shoe angles, anchor bolts leas sheeting . | kg | 128.58
202 | Supply and fixing of 75X100mm Sisam wood handrail including fittings as per drawing and instructions all complete | Supply and fixing of 75X100mm Sisam wood handrail including fittings as per drawing and instructions all complete | Rm | 1886
203 | Supplying and fitting of railing with 20mm X 20mm M.S. square pipe and 75mm X 100mm Sal/Sisam handrail with brass cap including welding, joints and primer painting as per drawing and instructions all complete | Supplying and fitting of railing with 20mm X 20mm M.S. square pipe and 75mm X 100mm Sal/Sisam handrail . | sq.m. | 1546.75
204 | Supplying and fitting of railing with 20mm X 20mm M.S. squire pipe and 40mm black pipe handrail including welding, joints and primer painting as per drawing and instructions all complete | 20mm X 20mm M.S. squire pipe and 40mm black pipe handrail including welding, joints and primer painting. | sq.m. | 920
205 | 1 coats of white washing without primer Painting over old Surkhey plastered surface surface all complete | 1 coats of white washing without primer Painting over old Surkhey plastered surface surface all complete | sq.m. | 36.66
206 | 1 coats Ramtilak paint over porperly cleaned outer surface of old Durbar wall surface all complete | 1. coats Ramtilak paint over porperly cleaned outer surface of old Durbar wall surface all complete | sq.m. | 38.61
207 | 1 coats of ready made enamel paint of approved colour without primer Painting over porperly sanded surface all complete | 1 coats of ready made enamel paint of approved colour without primer Painting over porperly sanded surface. | sq.m. | 82.38
208 | 2 coats of ready made enamel paint without primer Painting over porperly sanded surface all complete | 2 coats of ready made enamel paint of approved colour without primer Painting over porperly sanded surface. | sq.m. | 153.36
209 | 1 coats of Plastic emulsion paint of approved colour without primer Painting over porperly cleaned surface all complete | 1 coats of Plastic emulsion paint of approved colour without primer Painting over porperly cleaned surface . | sq.m. | 82.48
210 | 2 coats of Plastic emulsion paint of approved colour without primer Painting over porperly cleaned surface all complete | 2 coats of Plastic emulsion paint of approved colour without primer Painting over porperly cleaned surface. | sq.m. | 153.54
211 | 1 coat almunium paint without primer Painting over porperly cleaned surface all complete | 1 coat almunium paint without primer Painting over porperly cleaned surface all complete | sq.m. | 64.62
212 | 2 coat almunium paint without primer Painting over porperly cleaned surface all complete | 2 coat almunium paint without primer Painting over porperly cleaned surface all complete | sq.m. | 131.74
213 | 1 coat Red oxide paint without primer Painting over porperly sanded surface all complete | 1 coat Red oxide paint without primer Painting over porperly sanded surface all complete | sq.m. | 63.6
214 | 2 coat Red oxide paint without primer Painting over porperly sanded surface all complete | 2 coat Red oxide paint without primer Painting over porperly sanded surface all complete | sq.m. | 124.79
215 | Fencing with 10 S.W.G.G.I chain link 2"X2" mesh sized framed on 25X25X4 mm angles and 50mm Ø M.S. blackpipe post in 2m interval including jointting , fixing, erection and primer painting with all necessary M.S. grills and plates as per drawing and instruc | Fencing with 10 S.W.G.G.I chain link 2"X2" mesh sized framed on 25X25X4 mm angles and 50mm Ø M.S. blackpipe post in 2m interval including jointting , fixing, erection and primer painting with all necessary M.S. grills and plates as per drawing and instru | sq.m. | 2468.79
216 | Fencing with 62mm X 62mm size mesh made up of 7mm Ø rods framed on 25X25X4 mm angles and 50mm Ø M.S. blackpipe post in 2m interval including jointting , fixing, erection and primer painting with all necessary M.S. grills and plates as per drawing and inst | Fencing with 62mm X 62mm size mesh made up of 7mm Ø rods framed on 25X25X4 mm angles and 50mm Ø M.S. blackpipe post in 2m interval including jointting , fixing, erection and primer painting with all necessary M.S. grills and plates as per drawing and inst | sq.m. | 2623.895
217 | Fabrication and fixing of I.S. or B.S. Standard iron section with one coat primer painting all complete | Fabrication and fixing of I.S. or B.S. Standard iron section with one coat primer painting. | kg | 134.91
218 | 1.2 mm corrugated fiber glass sheet roofing including fixing in proper shape & size with all necessary rails, screws, bolts & nuts washers, J & L hocks etc as per drawing & instruction all complete. | 1.2 mm corrugated fiber glass sheet roofing. | sq.m. | 1948.824
219 | 1.2 mm plain fiber glass sheet roofing including almunium strip at the joints and fixing in proper shape & size with all necessary rails, screws, bolts & nuts washers, J & L hocks etc as per drawing & instruction all complete. | 1.2 mm Plain fiber glass sheet roofing. | sq.m. | 1158.05
219 | 1.2 mm fiber glass sheet for ridge including fixing in proper shape & size with all necessary nails, screws, bolts & nuts washers, J & L hocks etc as per drawing & instruction all complete. | 1.2 mm fiber glass sheet for ridge. | R.m. | #REF!
220 | 1.2 mm fiber glass sheet for ridge including fixing in proper shape & size with all necessary nails, screws, bolts & nuts washers, J & L hocks etc as per drawing & instruction all complete. | 1.2 mm fiber glass sheet for ridge. | sq.m. | #REF!
221 | Cleaning and rubbing old marble floor and wall with oxalic acid | Cleaning and rubbing old marble floor and wall with oxalic acid | sq.m. | 154.69
222 | Cleaning and Polishing old Parket floor | Cleaning and Polishing old Parket floor | sq.m. | 41.47
223 | Cleaning, rubbing and Polishing of Old mossaic floor | Cleaning, rubbing and Polishing of Old mossaic floor | sq.m. | 171.19
224 | 12.5mm thick cement sand rainwater protection plaster line in (1:4) ratio including wetting of surfaces & curing the work all complete. | 12.5mm thick cement sand rainwater protection plaster line in (1:4) ratio | Rm | #REF!
225 | Dismanlting of old CGI sheet roofing work including stagging in proper place . | Dismanlting of old CGI sheet roofing work including stagging in proper place. | sq.m. | #REF!
226 | 1" thick Roofing Tile Shape cutting work in 1:4 CM | 1" thick Roofing Tile Shape cutting work in 1:4 CM | sq.m. | 632.5
227 | Fitting & fixing suspended Plain ceiling of water resistance gypsum board with all necessary hanger, angles, hooks nut bolt all complete. | Fitting & fixing suspended Plain ceiling of water resistance gypsum board. | sq.m. | 804.31
228 | Fitting & fixing suspended design ceiling of water resistance gypsum board with all necessary hanger, angles, hooks nut bolt all complete. | Fitting & fixing suspended design ceiling of water resistance gypsum board. | sq.m. | 1175.53
229 | Fitting & fixing of water resistance gypsum board false ceiling with all necessary hanger, angles, hooks nut bolt all complete. | Fitting & fixing of water resistance gypsum board false ceiling. | sq.m. | 1064.16
230 | Fitting & fixing of water resistance gypsum board design false ceiling with all necessary hanger, angles, hooks nut bolt all complete. | Fitting & fixing of water resistance gypsum board design false ceiling. | sq.m. | 1212.65
231 | Dry wall partition work with metal stud: Providing and fixing Gypboard on both side thickness of 75mm all complete work | Dry wall partition work with metal stud: Providing and fixing Gypboard on both side thickness of 75mm all complete work | sq.m. | 1361.14
232 | Gypsum or Boral plaster board wall panelling : Providing and fixing Gypboard or boral plaster board finishing all complete work | Gypsum or Boral plaster board wall panelling : Providing and fixing Gypboard or boral plaster board finishing all complete work | sq.m. | 903.3
233 | One layer Plastic felt laying over evenly spread roofing grade bitumen with river sand on cleaned surface. | One layer Plastic felt laying over evenly spread roofing grade bitumen with river sand on cleaned surface. | sq.m. | 663.77
234 | Two layer Plastic felt laying over evenly spread roofing grade bitumen with river sand on cleaned surface. | Two layer Plastic felt laying over evenly spread roofing grade bitumen with river sand on cleaned surface. | sq.m. | 1059.37
235 | Supplying and fixing Armstrong Mineral Board for suspended false ceiling with necessary frames and hooks all complete | Supplying and fixing Armstrong Mineral Board for suspended false ceiling with necessary frames and hooks all complete | sq.m. | 1695.23
236 | Elastocrete cementitious elastomeric water proofing coating 2 components capacity per kg. 6 sq.ft 2 coat including supply and applying all complete work | Elastocrete cementitious elastomeric water proofing coating 2 components capacity per kg. 6 sq.ft 2 coat including supply and applying all complete work | sq.m. | 593.95
237 | Supplying & fixing of spiral staircase with 100mm black pipe post, 20mm squire pipe railing , 32mm handrail, width of staircase 75cm including red oxide primer coat and necessary fittings | Supplying & fixing of spiral staircase with 100mm black pipe post, 20mm squire pipe railing , 32mm handrail, width of staircase 75cm . | Rm | 9128.24
238 | Fixing machinemade clay tile on 1:4 cement sand mortar over wall surface | Fixing machinemade clay tile on 1:4 cement sand mortar over wall surface | sq.m. | 1577.56
239 | Carved salwood door/wondow fitting | Carved salwood door/wondow fitting | sq.m. | 19396.24
240 | Carved salwood Ankhi jhyal dhoka fitting | Carved salwood Ankhi jhyal dhoka fitting | sq.m. | 6465.41
241 | UPVC (80x50)mm size sliding white colour window with 5mm glass pannel fixing all complete | UPVC (80x50)mm size sliding white colour window with 5mm glass pannel fixing all complete | sq.m. | #REF!
242 | UPVC (60x60)mm size white colour casement window with 5mm glass pannel fixing all complete | UPVC (60x60)mm size white colour casement window with 5mm glass pannel fixing all complete | sq.m. | #REF!
243 | UPVC (100x60)mm,9mm th. Board and 5 mm th glass white color doors with necessary accessories all complete; | UPVC (100x60)mm,9mm th. Board and 5 mm th glass white color doors with necessary accessories all complete; | sq.m. | #REF!
244 | UPVC (60x60)mm size,9mm th. white colour partition board /5mm glass pannel fixing all complete | UPVC (60x60)mm size,9mm th. white colour partition board /5mm glass pannel fixing all complete | sq.m. | #REF!
245 | Supplying and fixing of (80x50) mm th. White color casement windows(double glazing glass), etc all complete. | Supplying and fixing of (80x50) mm th. White color casement windows(double glazing glass), etc all complete. | sq.m. | #REF!
246 | UPVC (60x60)mm size white colour swing door with 5mm glass pannel fixing all complete; | UPVC (60x60)mm size white colour swing door with 5mm glass pannel fixing all complete; | sq.m. | #REF!
247 | Carbon Fibre UPVC Roofing Sheet including the cost of material and labour fitting, fixing, all complete job (3mm Thick) | Carbon Fibre UPVC Roofing Sheet including the cost of material and labour fitting, fixing, all complete job (3mm Thick) | sq.m. | 1734.2
248 | Carbon Fibre UPVC Roofing Sheet including the cost of material and labour fitting, fixing, all complete job (2mm Thick) . | Carbon Fibre UPVC Roofing Sheet including the cost of material and labour fitting, fixing, all complete job (3mm Thick) | sq.m. | 1342.57
249 | Making and fitting fixing Plywood Panel door shutter of 38 x 100 mm size sal wood frame with 8 mm thick commercial ply on midle and 4mm thick teak ply on one side including all necessary hardware fitting all complete. | Commercial Plywood Panelled door shutter with one side Teak ply Lamination | sq.m. | 5932.55
250 | Making and fitting fixing Plywood Panel door shutter of 38 x 100 mm size sal wood frame with 8 mm thick commercial ply on midle and 4mm thick teak ply on both sides including all necessary hardware fitting all complete. | Commercial Plywood Panelled door shutter with both sides Teak ply Lamination | sq.m. | 6380.74
251 | Making and fitting fixing Plywood Panel door shutter of 38 x 100 mm size sal wood frame with 8 mm thick water proofl ply on midle and 4mm thick teak ply on one side including all necessary hardware fitting all complete. | Water proof Plywood Panelled door shutter with one side Teak ply Lamination | sq.m. | 6073.85
252 | Supplying and fitting Ready made Teak wood Doors,ordinary (Seasoned and Poisoned treated ,one side teak) with all neccessary hardware all complete. | Supplying and fitting Ready made Teak wood Doors,ordinary (Seasoned and Poisoned treated ,one side teak) with all neccessary hardware all complete. | sq.m. | 3955.81
253 | Supplying and fitting Ready made Teak wood Doors,special (Seasoned and Poisoned treated ,one side teak) with all neccessary hardware all complete. | Supplying and fitting Ready made Teak wood Doors,special (Seasoned and Poisoned treated ,one side teak) with all neccessary hardware all complete. | sq.m. | 4868.01
254 | Supplying and fitting Ready made Teak wood Doors,ordinary (Seasoned and Poisoned treated ,one side teak and other side water proof ply fitting) with all neccessary hardware all complete. | Supplying and fitting Ready made Teak wood Doors,ordinary (Seasoned and Poisoned treated ,one side teak and other side water proof ply fitting) with all neccessary hardware all complete. | sq.m. | 4261.69
255 | Supplying and fitting Ready made Teak wood Doors,special (Seasoned and Poisoned treated ,one side teak and other side water proof ply fitting) with all neccessary hardware all complete. | Supplying and fitting Ready made Teak wood Doors,special (Seasoned and Poisoned treated ,one side teak and other side water proof ply fitting) with all neccessary hardware all complete. | sq.m. | 4942.26
256 | Supply and lamination of Sunmica on hardboard and other partition surface with glue | Sunmica Lamination on hard board or partition | sq.m. | 289.14
257 | Supply and lamination of Formica on hardboard and other partition surface with glue | Formica Lamination on hard board or partition | sq.m. | 910.37
258 | Making and fitting fixing Plywood Panel partition of 75 x 75 mm size sal wood frame with 12 mm thick commercial ply on midle and 4mm thick teak ply lamination on one side including all necessary hardware fitting all complete. | Plywood panelled partition with 12mm.commercial plywood and one side teak ply lamination | sq.m. | 3063.5318
259 | Making and fitting fixing Plywood Panel partition of 75 x 75 mm size sal wood frame with 12 mm thick commercial ply on midle and 4mm thick teak ply lamination on both sides including all necessary hardware fitting all complete. | Plywood panelled partition with 12mm.commercial plywood and both sides teak ply lamination | sq.m. | 3421.9831
260 | Making and fitting fixing of 12 x 12 mm,solid core squar rod Grill on the frame of 4.5 x 20 mm. M.S.plate with painting all complete. | 12x12mm.solid core square rod grill work. | sq.m. | 2347.06
261 | Making and fitting fixing of stainless steel pipe railling with 38mm.dia.stainless steel pipe handrail 2 row 25mm.dia.stainless steel pipe in between handrail and floor and 38mm.dia.stainless stell pipe for vertical post @ 2m. c/c including welding , cutt | Stainless stell handrail work | sq.m. | 0
262 | 2 coats of weather coat (Apex) paint of approved colour with one coat primer Painting over porperly cleaned surface all complete | 2 coats of weather coat (Apex) paint with one coat primer Painting |  | 194.12
263 | 2 coats of readymade washable distemper paint of approved colour with one coat primer Painting over porperly cleaned surface all complete | 2 coats of readymade washable distemper paint with one coat primer |  | 106.3
264 | Supplying and laying of Godawari(30cm.x30cm) marbal in cement sand motar (1:2) ratio with approved colour on floors, skirting and wall s all complete. | Supplying and laying of Godawari(30cm.x30cm) marbal in cement sand motar |  | 2035.48
265 | Supplying and laying of 16mm thick granite in cement sand motar (1:2) ratio with approved colour on floors, skirting and wall s all complete. | Supplying and laying of 16mm thick granite in cement sand motar |  | 4798.6
266 | Supplying and applying white cement putty on ceiling and wall with line and level all complete | Supplying and applying white cement putty on ceiling and wall |  | 66.7
267 | Supplying and laying 100mm long 12mmthick parquate skirting in line and level with painting all complete. | Supplying and laying 100mm long 12mmthick parquate skirting |  | 929.52
268 | Supplying and fitting 100x75mm sal/sisau hand rail on 150x150mm special post,75x75mm sal wood baluster for railling all complete. | Supplying and fitting sal/sisau hand rail on special post, sal wood baluster for railling |  | 6054.56
269 | Supplying & Painting minium 2 coats of Japanees Texture paint over cement plastered surface including cleaning the surface, preparation all complete an aproved colour as per office. | Supplying & Painting minium 2 coats of Japanees Texture paint over cement plastered surface |  | #REF!
270 | Supplying and fixing 6mm.waterproof ply false ceiling on 50x75mm size sal wood of 600x900 panelling all complete | Supplying and fixing 6mm.waterproof ply false ceiling |  | 2840.87
271 | Supplying and laying Teak wood Parqueting on floor polishing all complete(150mm*30mm*8mm) | Supplying and laying Teak wood Parqueting on floor polishing |  | 1586.96
272 | Supplying and laying Sisam wood wall panelling on wall(with wood frame) polishing all complete(75mm*16mm) | Supplying and laying Sisam wood wall panelling on wall(with wood frame) |  | 5289.88
273 | Heritage Wall Surface Texture (Interior and Exterior) including the cost supplying and fitting (Heritage granular) | Heritage Wall Surface Texture (Interior and Exterior) including the cost supplying and fitting (Heritage granular) |  | 1051.79
274 | Heritage Wall Surface Texture (Interior and Exterior) including the cost supplying and fitting (Heritage flakes) | Heritage Wall Surface Texture (Interior and Exterior) including the cost supplying and fitting (Heritage flakes) |  | 1299.27
275 | Heritage Wall Surface Texture (Interior and Exterior) including the cost supplying and fitting (Heritage granite finishing) | Heritage Wall Surface Texture (Interior and Exterior) including the cost supplying and fitting (Heritage granite finishing) |  | 1670.49
276 | Heritage Wall Surface Texture (Interior and Exterior) including the cost supplying and fitting (Heritage roller coat) | Heritage Wall Surface Texture (Interior and Exterior) including the cost supplying and fitting (Heritage roller coat) |  | 1051.79
277 | Heritage Wall Surface Texture (Interior and Exterior) including the cost supplying and fitting (Heritage Top coat plastic lamination) | Heritage Wall Surface Texture (Interior and Exterior) including the cost supplying and fitting (Heritage Top coat plastic lamination) |  | 272.22
278 | Supply and errection of (75mm thick) aerocon/rapicon prefab panel in partition wall.all complete | Supply and errection of (75mm thick) aerocon/rapicon prefab panel in partition wall.all complete |  | 3078.03
279 | Supply and errection of (50mm thick) aerocon/rapicon prefab panel in partition wall. All complete | Supply and errection of (50mm thick) aerocon/rapicon prefab panel in partition wall. All complete |  | 2345.61
280 | Supply and errection of (40mm thick) aerocon/rapicon prefab panel in partition wall. All complete | Supply and errection of (40mm thick) aerocon/rapicon prefab panel in partition wall. All complete |  | 1948.16
281 | Supply and fixing of (40mm thick)aerocon/rapicon prefab panel cubical partition wall all complete | Supply and fixing of (40mm thick)aerocon/rapicon prefab panel cubical partition wall all complete |  | 2067.07
282 | Supplying and fixing 6 mm thick Flex-O- Board (Water proof cement board) for false ceiling all complete | Supplying and fixing 6 mm thick Flex-O- Board (Water proof cement board) for false ceiling all complete |  | 395.96
283 | Providing and applying Dustban/Permise chemicals for Anti Termite Treatment all complete. | Providing and applying Dustban/Permise chemicals for Anti Termite Treatment all complete. |  | 482.58
284 | Supplying and laying machine made clay tile in 1:4 cement mortar on slope roof properly in line and level all complete. | Supplying and laying machine made clay tile in 1:4 cement mortar on slope roof properly in line and level all complete. |  | 1583.38
285 | 25 mm thick C.C. Tile (Red color) paving in 1:4 cement mortar | 25 mm thick C.C. Tile (Red color) paving in 1:4 cement mortar |  | 1643.85
286 | 25 mm thick C.C. Tile (Grey color) paving in 1:4 cement mortar | 25 mm thick C.C. Tile (Grey color) paving in 1:4 cement mortar |  | 1616.62
1000 | Sanitary Works | Sanitary Works
1001 | White glazed earthenware Indian pattern W C 580mm Orissa Pan with 3.0gallons low level flushing cistern with complete accessories including bracket, flushing pipe,pipe connector etc. all complete set | White glazed earthenware Indian pattern W C 580mm Orissa Pan with 10 liter low level flushing cistern . | Set | 8595.67
1002 | White glazed earthenware Indian pattern W C 500mm Orissa Pan with 3.0gallons low level flushing cistern with complete accessories including bracket, flushing pipe,pipe connector etc. all complete set | White glazed earthenware Indian pattern W C 500mm Indian Pan with 10 liter low level flushing cistern . | Set | 7746.36
1003 | White glazed earthenware Indian pattern W C 530mm Orissa Pan with 3.0gallons low level flushing cistern with complete accessories including bracket, flushing pipe,pipe connector etc. all complete set | White glazed earthenware Indian pattern W C 530mm Orissa Pan with 10 liter low level flushing cistern . | Set | 7798.2
1004 | White glazed earthenware Indian pattern W C 580mm Orissa Pan complete set | 580mm Orissa pan complete set | Set | 3496.05
1005 | 10.0 lit. low level Porceline clay cistern complete set | 10.0 lit. low level Porceline clay cistern | Set | 5099.61
1006 | 10.0 lit. low level PVC cistern complete set | 10.0 lit. low level PVC cistern | Set | 3980.78
1007 | Porcelain clay white glazed indian pattern Comode(Hindustan, Parryware, Classica or eq.) with 10 lts. low level cistern and seat cover | Porcelain clay white glazed indian pattern Comode with 10 lts. low level cistern | Set | 7913.845
1008 | Porcelain clay first color indian pattern Comode(Hindustan, Parryware, Classica or eq.) with 10 lts. low level cistern and seat cover constallation type | Porcelain clay first color indian pattern Comode with 10 lts. low level cistern constallation type. | Set | 16809.76
1009 | Porcelain clay white glazed indian pattern Comode(Hindustan, Parryware, Classica or eq.) with 10 lts. low level cistern and seat cover constallation type. | Porcelain clay white glazed indian pattern Comode with 10 lts. low level cistern constallation type. | Set | 13115.23
1010 | Porcelain clay white galzed European pattern american standard Comode (Cotto or eq.) with 10 lts. low level cistern and seat cover | Porcelain clay white glazed European pattern american standard Comode with 10 lts. low level cistern. | Set | 17360.86
1011 | Porcelain clay white galzed European pattern american standard one piece Comode (Cotto or eq.) with slow falling seat cover | Porcelain clay white glazed European pattern american standard one piece Comode with slow falling seat cover. | Set | 35809.73
1012 | White glazed oval wash basin 55X40cm with brackets 32mm bottle trap, 32mm CP waste coupling with CP chain and rubber plug, 15mm fancy type piller cock and ½"x18" pipe connector etc all complete. | White glazed Oval wash basin 55X40cm all complete set. | Set | 6900.92
1013 | White glazed Cval wash basin 55X40cm size European pattern american standard with brackets 32mm bottle trap, 32mm CP waste coupling with CP chain and rubber plug, Basin mixer (jaquar, essco or eqv.) and ½"x18" pipe connector etc all complete. | White glazed Oval wash basin 55X40cm European pattern (american Standard) with mixer all complete set. | Set | 7210.38
1014 | White glazed Cval wash basin 55X40cm size European pattern american standard with brackets 32mm bottle trap, 32mm CP waste coupling with CP chain and rubber plug, Basin mixer (jaquar, essco or eqv.) semi pedestal and ½"x18" pipe connector etc all complete. | White glazed Oval wash basin 55X40cm European pattern (american Standard) with mixer and semi pedestal all complete set. | Set | 8448.24
1015 | First color glazed wash basin 55X40 cm size Indian pattern with brackets 32mm bottle trap, 32mm CP waste coupling with CP chain and rubber plug, cascade type with pedestal and 15mm fancy type piller cock and ½"x18" pipe connector etc all complete. | First color glazed wash basin 55X40 cm size Indian pattern, cascade type with pedestal etc all complete. | Set | 8259.69
1016 | White glazed wash basin 55X40cm with brackets 32mm bottle trap, 32mm CP waste coupling with CP chain and rubber plug, 15mm basin mixer ( jaquar or essco or eqv.) with pedestal and ½"x18" pipe connector etc all complete. | White glazed 55X40 cm size Indian pattern wash basin with pedestal and basin mixer etc all complete. | Set | 8164.17
1017 | White glazed wash basin 55X40cm with brackets 32mm bottle trap, 32mm CP waste coupling with CP chain and rubber plug, 15mm fancy type piller cock and ½"x18" pipe connector etc all complete. | White glazed wash basin 55X40cm all complete set. | Set | 3947.91
1018 | White glazed Corner wash basin 40X40cm with brackets 32mm bottle trap, 32mm CP waste coupling with CP chain and rubber plug, 15mm fancy type piller cock and ½"x18" pipe connector etc all complete. | White glazed Corner wash basin 40X40cm all complete set. | Set | 4016.95
1019 | Small Lavoratary Sink 45X30x15cm with brackets 32mm bottle trap, 32mm CP waste coupling with CP chain and rubber plug, 15mm fancy type piller cock and ½"x18" pipe connector etc all complete. | Small Lavoratary Sink 45X30x15cm complete set. | Set | 4696.31
1020 | Lavoratary Sink 53X43x18cm with brackets 32mm bottle trap, 32mm CP waste coupling with CP chain and rubber plug, 15mm fancy type piller cock and ½"x18" pipe connector etc all complete. | Lavoratary Sink 53X43x18cm complete set. | Set | 5930.59
1021 | Kitchen sink 60X45X25cm with brackets,32mm bottle trap, 32mm CP waste coupling all complete set . | Kitchen sink 60X45X25cm complete set . | Set | 7199.41
1022 | Urinal 46.5X35.5X26.5cm constallation type with necessary accessories all complete set . | Urinal 46.5X35.5X26.5cm White glazed constallation type with complete set . | Set | 3511.8
1023 | Urinal 46.5X31.5X26.5cm first color constallation type with necessary accessories all complete set . | Urinal 46.5X35.5X26.5cm first color constallation type with complete set . | Set | 4535.41
1024 | White glazed Urinal 46.5X31.5X26.5cm with necessary accessories all complete set . | Urinal 46.5X35.5X26.5cm White glazed with complete set . | Set | 2466.96
1025 | White glazed 61X41X38cm large flat back Urinal all complete set. | White glazed 61X41X38cm large flat back Urinal all complete set. | Set | 7436.55
1026 | 45X35X27.5cm Angle back Urinal all complete set . | 45X35X27.5cm Angle back Urinal all complete set. | Set | 3415.595
1027 | 45X35cm Squating Plate Urinal all complete set . | 45X35cm Squating Plate Urinal all complete set. | Set | 2307.47
1028 | 68X30cm size Urinal partation all complete set . | 68X30cm size Urinal partation all complete set . | Set | 2406.695
1029 | 300 lit. 3 panel solar heater fixing with electric booster all complete. | 300 lit. 3 panel solar heater fixing with electric booster all complete. | Set | 60609.78
1030 | 900 lit. G.I water tank fixing all complete. | 900 lit. G.I water tank fixing all complete. | nos | 17300.565
1031 | 1350 lit. G.I water tank fixing all complete. | 1350 lit. G.I water tank fixing all complete. | nos | 21434.185
1032 | 1800 lit. G.I water tank fixing all complete. | 1800 lit. G.I water tank fixing. | nos | 25069.59
1033 | 2250 lit. G.I water tank fixing all complete. | 2250 lit. G.I water tank fixing. | nos | 30127.435
1034 | 1000 lit capacity PVC water tank HilTake or equivalent | 1000 lit capacity PVC water tank HilTake or equivalent | nos | 10603
1035 | 500 lit capacity PVC water tank HilTake or equivalent | 500 lit capacity PVC water tank HilTake or equivalent | nos | 6379.62
1036 | 2000 lit capacity PVC water tank HilTake or equivalent | 2000 lit capacity PVC water tank HilTake or equivalent | nos | 19394.75
1037 | 1HPChinese Water Pump | 1HPChinese Water Pump | nos | 5583.06
1038 | 1HPChinese Submersible Water Pump | 1HPChinese Submersible Water Pump | nos | 12998.91
1039 | 1HP Electric motor Submersible Water Pump Italian | 1HP Electric motor Submersible Water Pump Italian | nos | 28083.63
1040 | 0.5HP Electric motor Pump monoblock ( crompton) | 0.5HP Electric motor Pump monoblock ( crompton) | nos | 8232.56
1041 | 1HP Electric motor Pump monoblock ( crompton) | 1HP Electric motor Pump monoblock ( crompton) | nos | 11453.37
1042 | 1HP Electric motor Pump Multi Stage coupled ( crompton) | 1HP Electric motor Pump Multi Stage coupled ( crompton) | nos | 16248.895
1043 | 2HP Electric motor Pump multi stage coupled ( crompton) | 2HP Electric motor Pump multi stage coupled ( crompton) | nos | 25905.07
1044 | 3HP Electric motor Pump monoblock ( crompton) | 3HP Electric motor Pump monoblock ( crompton) | nos | 27467.75
1045 | 5HP Electric motor Pump monoblock ( crompton) | 5HP Electric motor Pump monoblock ( crompton) | nos | 33267.455
1046 | Porecelene clay toilet paper holder Recessed type american standard with necessary accessories all complete. | Porecelene clay toilet paper holder Recessed type american standard with necessary accessories. | nos | 861.98
1047 | Porecelene clay toilet paper holder Recessed type with necessary accessories all complete. | Porecelene clay toilet paper holder Recessed type with necessary accessories. | nos | 567.985
1048 | Chrome plated toilet paper holder with necessary accessories. | Chrome plated toilet paper holder with necessary accessories. | nos | 409.68
1049 | Recess type Soap Dish , American Standard with necessary accessories. | Recess type Soap Dish , American Standard with necessary accessories. | nos | 3365.075
1050 | Porecelene clay Soap Tray 6"x6" Recessed type with necessary accessories all complete. | Porecelene clay Soap Tray 6"x6" Recessed type with necessary accessories all complete. | nos | 635.83
1051 | Chrome plated soap tray 6"x6" with necessary accessories | Chrome plated soap tray 6"x6" with necessary accessories | nos | 350.17
1052 | Chrome plated Towel Rod 15mm dia x450mm long American Standard with necessary accessories | Chrome plated Towel Rod 15mm dia x450mm long American Standard with necessary accessories | nos | 1841.8422
1053 | Chrome plated 15mm dia x600mm long heavy quality towel rod | C p 15mm dia x600mm long heavy quality towel rod. | nos | 607.91
1054 | Chrome plated 15mm dia x450mm long heavy quality towel rod | C p 15mm dia x450mm long towel rod. | nos | 480.11
1055 | Supply and fixing of 60 cm CP Glass Shelf | 60 cm CP Glass Shelf | nos | 672.93
1056 | Supply and fixing of Porceline Clay Glass Shelf European Pattern, American Standard. | Supply and fixing of Porceline Clay Glass Shelf European Pattern, American Standard. | nos | 1439.5322
1057 | 55X40cm beveled edge looking mirror of high quality, | 55X40cm beveled edge looking mirror of high quality, standard brand. | nos | 729.96
1058 | 60X45cm beveled edge looking mirror of high quality modiguard or standard brand. | 60X 45cm beveled edge looking mirror of high quality, modiguard or standard brand. | nos | 1711.9733
1059 | 50X40cm beveled edge looking mirror of high quality | 50X40cm beveled edge looking mirror of high quality modiguard or eq. | nos | 610.93
1060 | 50X40cm Beveled edge looking mirror of high quality European Pattern, American Standard | 50X40cm Beveled edge looking mirror of high quality European Pattern, American Standard | nos | 2278.5333
1061 | Chrome plate shower rose 7.5 cm dia of standard brand | Chrome plate shower rose 7.5 cm dia of standard brand. | nos | 1063.63
1062 | Pressure Adjustable Shower rose | Pressure Adjustable Shower rose | nos | 1628.995
1063 | Supply and fixing of Ordinary type C.P. shower rose | Supply and fixing of Ordinary type C.P. shower rose | nos | 599.43
1064 | Supply and fixing of shower head with arm and flange European Pattern, Americand Standard | Supply and fixing of shower head with arm and flange European Pattern, Americand Standard | nos | 3100.2033
1065 | Supply and fixing of C.P. Flush Valve Americand Standard | Supply and fixing of C.P. Flush Valve Americand Standard | nos | 4199.84
1066 | Supply and fixing of Sensor Flush Valve for Urinal Americand Standard | Supply and fixing of Sensor Flush Valve for Urinal Americand Standard | nos | 19085.11
1067 | C.P. Bibcock 15mm dia heavy type | C.P. Bibcock 15mm dia heavy type | nos | 1029.4311
1068 | Ordinary type C.P. Bibcock 15mm dia. | Ordinary type C.P. Bibcock 15mm dia. | nos | 755.26
1069 | 15mm dia. Auto Closing Bibcock with aerator | 15mm dia. Auto Closing Bibcock with aerator | nos | 2612.05
1070 | 15mm dia. Urinal Auto Closing Valve with built in Control Cock | 15mm dia. Urinal Auto Closing Valve with built in Control Cock | nos | 2519.21
1071 | C.P. 15mm dia Angle valve European Pattern | C.P. 15mm dia Angle valve European Pattern | nos | 1052.82
1072 | C.P. 15mm dia Angle valve Ordinary type | C.P. 15mm dia Angle valve Ordinary type | nos | 755.26
1073 | 15mm dia two way angle valve | 15mm dia two way angle valve | nos | 1409.9
1074 | Ordinary type C.P. Pillar cock 15mm dia | Ordinary type C.P. Pillar cock 15mm dia. | nos | 755.26
1075 | 15mm dia concealed valve ordinary type | 15mm dia concealed valve ordinary type. | nos | 949.265
1076 | (G.M.) gate valve 15mm dia full way medium | G.M. gate valve 15mm dia | nos | 921.89
1077 | (G.M.) gate valve 20mm dia full way medium | G.M.gate valve 20mm dia | nos | 1171.85
1078 | (G.M.) gate valve 25mm dia full way medium | G.M. gate valve 25mm dia | nos | 1950.91
1079 | (G.M.) gate valve 32mm dia full way medium | G.M. gate valve 32mm dia | nos | 2841.22
1080 | (G.M.) gate valve 40mm dia full way medium | G.M.gate valve 40mm dia | nos | 3616.17
1081 | (G.M.) gate valve 50mm dia full way medium | G.M.gate valve 50mm dia | nos | 5472.96
1082 | (G.M.) gate valve 65mm dia full way medium | G.M.gate valve 65mm dia | nos | 9609.075
1083 | (G.M.) gate valve 80mm dia full way medium | G.M.gate valve 80mm dia | nos | 13742.865
1084 | (G.M.) gate valve 100mm dia full way medium | G.M.gate valve 100mm dia | nos | 24389.66
1085 | (G.M.) check valve 15mm dia medium quality | (G.M.) check valve 15mm dia | nos | 731.45
1086 | (G.M.) check valve 20mm dia medium quality | (G.M.) check valve 20mm dia | nos | 1165.35
1087 | (G.M.) check valve 25mm dia medium quality | (G.M.) check valve 25mm dia | nos | 1564.085
1088 | (G.M.) check valve 32mm dia medium quality | (G.M.) check valve 32mm dia | nos | 2284.18
1089 | (G.M.) check valve 50mm dia medium quality | (G.M.) check valve 50mm dia | nos | 4634.38
1090 | (G.M.) check valve 65mm dia medium quality | (G.M.) check valve 65mm dia | nos | 7708.25
1091 | (G.M.) check valve 80mm dia medium quality | (G.M.) check valve 80mm dia | nos | 10727.915
1092 | (G.M.) check valve 100mm dia medium quality with flange | (G.M.) check valve 100mm dia medium quality with flange | nos | 19180.3494
1093 | PVC floor trap 11x7.5 cm all complete. | PVC floor trap 11x7.5 cm. | nos | 265.3271
1094 | Alumium Gratting 100 mm dia all complete. | Alumium Gratting 100 mm dia all complete. | nos | 52.175
1095 | CP Gratting 125 mm dia all complete. | CP Gratting 125 mm dia. | nos | 87.885
1096 | CP Gratting 110 mm dia all complete. | CP Gratting 110 mm dia. | nos | 74.79
1097 | Fixing or laying 150mm dia cast iron (CI) pipe with necessary hardware all complete. | Fixing or laying 150mm dia cast iron (CI) pipe. | Rm | 2559.7998
1098 | Fixing or laying 110mm dia cast iron (CI) pipe with necessary hardware all complete. | Fixing or laying 110mm dia cast iron (CI) pipe. | Rm | 1409.9008
1099 | Fixing or laying 75mm dia cast iron (CI) pipe with necessary hardware all complete. | Fixing or laying 75mm dia cast iron (CI) pipe. | Rm | 1095.0927
1100 | Fixing or laying 50mm dia cast iron (CI) pipe with necessary hardware all complete. | Fixing or laying 50mm dia cast iron (CI) pipe. | Rm | 854.9407
1101 | 15mm dia galvanized Iron (GI) pipe medium class includes fixing/laying with necessary hardware all complete. | Fixing/laying 15mm dia (GI) pipe medium class. | Rm | 310.3709
1102 | 20mm dia galvanized Iron (GI) pipe medium class includes fixing/laying with necessary hardware all complete. | Fixing/laying 20mm dia (GI) pipe medium class. | Rm | 361.35
1103 | 25mm dia galvanized Iron (GI) pipe medium class includes fixing/laying with necessary hardware all complete. | Fixing/laying 25mm dia (GI) pipe medium class. | Rm | 514.79
1104 | 32mm dia galvanized Iron (GI) pipe medium class includes fixing/laying with necessary hardware all complete. | Fixing/laying 32mm dia (GI) pipe medium class. | Rm | 625.2
1105 | 40mm dia galvanized Iron (GI) pipe medium class includes fixing/laying with necessary hardware all complete. | Fixing/laying 40mm dia (GI) pipe medium class. | Rm | 724.305
1106 | 50mm dia galvanized Iron (GI) pipe medium class includes fixing/laying with necessary hardware all complete. | Fixing/laying 50mm dia (GI) pipe medium class. | Rm | 962.7466
1107 | 80mm dia galvanized Iron (GI) pipe medium class includes fixing/laying with necessary hardware all complete. | Fixing/laying 80mm dia (GI) pipe medium class. | Rm | 1429.2025
1108 | Filling 50mm lead caulked joint @ 3 lbs per joint all complete. | 50mm lead caulked joint @ 3 lbs per joint. | nos | 445.4827
1109 | Filling 75mm lead caulked joint @ 3 lbs per joint all complete. | 75mm lead caulked joint @ 3 lbs per joint. | nos | 467.9127
1110 | Filling 110mm lead caulked joint @ 4 lbs per joint all complete. | 110mm lead caulked joint @ 4 lbs per joint. | nos | 640.5602
1111 | Filling 150mm lead caulked joint @ 4lbs per joint all complete. | 150mm lead caulked joint @ 4lbs per joint . | nos | 646.3102
1112 | 50mm PVC pipe of 4 kg/cm2 and instruction all complete. | 50mm PVC pipe of 4 kg/cm2 | Rm | 145.195
1113 | 75mm PVC pipe of 4 kg/cm2 and instruction all complete. | 75mm PVC pipe of 4 kg/cm2 | Rm | 223.315
1114 | 110mm PVC pipe of 4 kg/cm2 and instruction all complete. | 110mm PVC pipe of 4 kg/cm2 | Rm | 419.7841
1115 | 15 lit electric water heater (Geyser) Aeroston American Standard, all complete. | 15 lit electric water heater (Geyser) Aeroston American Standard, all complete. | nos | 14985.785
1116 | 25 lit electric water heater (Geyser) all complete. | 25 lit electric water heater (Geyser) | nos | 14545.395
1117 | 35 lit electric water heater (Geyser) all complete. | 35 lit electric water heater (Geyser). | nos | 16611.95
1118 | 50 lit electric water heater (Geyser) all complete. | 50 lit electric water heater (Geyser). | nos | 19591.43
1119 | Acrylic type bath tub 5'6"x2'6" size all complete. | Acrylic type bath tub 5'6"x2'6" size. | nos | 12889.77
1120 | CP telephonic shower with mixer all complete. | CP telephonic shower with mixer. | nos | 4995.37
1121 | Acrylic type shower tray all complete. | Acrylic type shower tray. | nos | 6332.94
1122 | 15 mm CP Bath Spout European Pattern American Standard all complete. | 15 mm CP Bath Spout European Pattern American Standard all complete. | nos | 1764.3883
1123 | Sensor Mixer for basin Battery Operating all complete. | Sensor Mixer for basin Battery Operating all complete. | Set | 25466.75
1124 | CP sink mixer all complete. | CP sink mixer. | nos | 2593.15
1125 | CI cover 45x45 cm size (medium) all complete. | CI cover 45x45 cm size (medium). | nos | 1908.71
1126 | CI cover 55x55 cm size ( medium) all complete. | CI cover 55x55 cm size ( medium). | nos | 2741.88
1127 | 1.5 cm CP flush cock with sreader all complete. | 1.5 cm CP flush cock with sreader. | nos | 1658.615
1128 | Flange 80 mm dia size | Flange 80 mm dia size | nos | 1641.2211
1129 | Flange 100 mm dia size | Flange 100 mm dia size | nos | 1984.0111
1130 | Motor starter switch all complete. | Motor starter switch. | nos | 4177
1131 | Pressure sensor switch all complete. | Pressure sensor switch. | Set | 4506.705
1132 | Fire post all complete. | Fire post. | Set | 34720.21
1133 | 20 HP electric motor pump all complete. | 20 HP electric motor pump. | Set | 488784.5
1134 | Fire hose reel all complete. | Fire hose reel. | Set | 25402.92
1135 | G.M. 25 mm Float Valve | G.M. 25 mm Float Valve | Set | 1059.0522
1136 | Grab Bar American Standard | Grab Bar American Standard | Set | 5275.3072
1137 | Euro guard filter all complete. | Euro guard filter. | Set | 20938.285
1138 | Kitchen sink stainless steel 90 cm long all complete. | Kitchen sink stainless steel 90 cm long. | Set | 5261.67
1139 | Kitchen sink stainless steel 150 cm long all complete. | Kitchen sink stainless steel 150 cm long. | Set | 9614.71
1140 | 15 mm CP water spray all complete. | 15 mm CP water spray. | nos | 1233.515
1141 | Hand drayer Chinese | Hand drayer Chinese | nos | 7778.1511
1142 | 4 kg/cm2 (50 mm) HDP pipe all complete. | 4 kg/cm2 (50 mm) HDP pipe . | Rm | 215.2591
1143 | 4 kg/cm2 (110 mm) HDP pipe all complete. | 4 kg/cm2 (110 mm) HDP pipe. | Rm | 585.8873
1144 | 4 kg/cm2 (125 mm) HDP pipe all complete. | 4 kg/cm2 (125 mm) HDP pipe. | Rm | 749.7872
1145 | 4 kg/cm2 (140 mm) HDP pipe all complete. | 4 kg/cm2 (140 mm) HDP pipe. | Rm | 943.6909
1146 | 4 kg/cm2 (150 mm) HDP pipe all complete. | 4 kg/cm2 (150 mm) HDP pipe. | Rm | 1102.49
1147 | 4 kg/cm2 (180 mm) HDP pipe all complete. | 4 kg/cm2 (180 mm) HDP pipe. | Rm | 1665.5275
1148 | 4 kg/cm2 (200 mm) HDP pipe all complete. | 4 kg/cm2 (200 mm) HDP pipe. | Rm | 1949.3553
1149 | 5 kg fire extinguiser | 5 kg fire extinguiser. | nos | 6372.61
1150 | 560 mm dia 228 kg CI heavy cover | 560 mm dia 228 kg CI heavy cover. | Set | 15983.525
1151 | 15mm dia Aeroflex Pipe insulation for hot water pipe all complete. | 15mm dia Aeroflex Pipe insulation for hot water pipe all complete. | Rm | 141.09
1152 | 25mm dia Aeroflex Pipe insulation for hot water pipe all complete. | 25mm dia Aeroflex Pipe insulation for hot water pipe all complete. | Rm | 191.08
1153 | 32mm dia Aeroflex Pipe insulation for hot water pipe all complete. | 32mm dia Aeroflex Pipe insulation for hot water pipe all complete. | Rm | 229.17
1154 | 15mm dia CPVC Pipe SDR 13.5 CTS, 22.5 kg/cm2 includes fixing/laying with necessary fittings all complete. | 15mm dia CPVC Pipe SDR 13.5 CTS includes fixing/laying with necessary fittings all complete. | Rm | 291.235
1155 | 20 mm dia CPVC Pipe SDR 13.5 CTS, 22.5 kg/cm2 includes fixing/laying with necessary fittings all complete. | 15mm dia CPVC Pipe SDR 13.5 CTS, includes fixing/laying with necessary fittings all complete. | Rm | 359.08
1156 | 25 mm dia CPVC Pipe SDR 13.5 CTS, 22.5 kg/cm2 includes fixing/laying with necessary fittings all complete. | 15mm dia CPVC Pipe SDR 13.5 CTS, includes fixing/laying with necessary fittings all complete. | Rm | 438.89
1157 | 32 mm dia CPVC Pipe SDR 13.5 CTS, 22.5 kg/cm2 includes fixing/laying with necessary fittings all complete. | 15mm dia CPVC Pipe SDR 13.5 CTS, includes fixing/laying with necessary fittings all complete. | Rm | 494.835
1158 | 40 mm dia CPVC Pipe SDR 13.5 CTS, 22.5 kg/cm2 includes fixing/laying with necessary fittings all complete. | 40 mm dia CPVC Pipe SDR 13.5 CTS, includes fixing/laying with necessary fittings all complete. | Rm | 597.195
1159 | 50 mm dia CPVC Pipe SDR 13.5 CTS, 22.5 kg/cm2 includes fixing/laying with necessary fittings all complete. | 50 mm dia CPVC Pipe SDR 13.5 CTS, includes fixing/laying with necessary fittings all complete. | Rm | 805.49
1160 | 15 mm dia CPVC Ball Valve, CTS Socket all complete. | 15 mm dia CPVC Ball Valve, CTS Socket all complete. | Nos | 1068.295
1161 | 20 mm dia CPVC Ball Valve, CTS Socket all complete. | 20 mm dia CPVC Ball Valve, CTS Socket all complete. | Nos | 1292.065
1162 | 25 mm dia CPVC Ball Valve, CTS Socket all complete. | 25 mm dia CPVC Ball Valve, CTS Socket all complete. | Nos | 1471.79
1163 | 32 mm dia CPVC Ball Valve, CTS Socket all complete. | 32 mm dia CPVC Ball Valve, CTS Socket all complete. | Nos | 2959.6
1164 | 40 mm dia CPVC Ball Valve, CTS Socket all complete. | 40 mm dia CPVC Ball Valve, CTS Socket all complete. | Nos | 3754.69
1165 | 50 mm dia CPVC Ball Valve, CTS Socket all complete. | 50 mm dia CPVC Ball Valve, CTS Socket all complete. | Nos | 4817.585
1166 | 16 mm dia multi-layer PAP Composite pipe includes fixing/laying with necessary fittings all complete. | 16 mm dia multi-layer PAP Composite pipe | Rm | 242.04
1167 | 20 mm dia multi-layer PAP Composite pipe includes fixing/laying with necessary fittings all complete. | 20 mm dia multi-layer PAP Composite pipe | Rm | 262.265
1168 | 25 mm dia multi-layer PAP Composite pipe includes fixing/laying with necessary fittings all complete. | 25 mm dia multi-layer PAP Composite pipe | Rm | 328.925
1169 | 32 mm dia multi-layer PAP Composite pipe includes fixing/laying with necessary fittings all complete. | 32 mm dia multi-layer PAP Composite pipe | Rm | 439.62
1170 | 40 mm dia multi-layer PAP Composite pipe includes fixing/laying with necessary fittings all complete. | 40 mm dia multi-layer PAP Composite pipe | Rm | 578.875
1171 | 50 mm dia multi-layer PAP Composite pipe includes fixing/laying with necessary fittings all complete. | 50 mm dia multi-layer PAP Composite pipe | Rm | 906.2
1172 | Fixing /laying 150 mm dia NP2 RCC Hume pipe with collar including 1:4 cement sand mortar all complete. | 150 mm dia NP2 RCC Hume pipe including collar with all complete. | Rm | 721.1989
1173 | Fixing /laying 200 mm dia NP2 RCC Hume pipe with collar including 1:4 cement sand mortar all complete. | 200 mm dia NP2 RCC Hume pipe including collar with all complete. | Rm | 945.5961
1174 | Fixing /laying 300 mm dia NP2 RCC Hume pipe with collar including 1:4 cement sand mortar all complete. | 300 mm dia NP2 RCC Hume pipe including collar with all complete. | Rm | 1506.11
1175 | Fixing /laying 400 mm dia NP2 RCC Hume pipe with collar including 1:4 cement sand mortar all complete. | 400mm dia NP2 RCC Hume pipe including collar with all complete. | Rm | 1986.4504
1176 | Fixing /laying 600 mm dia NP2 RCC Hume pipe with collar including 1:4 cement sand mortar all complete. | 600 mm dia NP2 RCC Hume pipe including collar with all complete. | Rm | 3155.6323
1177 | Fixing /laying 150 mm dia NP3 RCC Hume pipe with collar including 1:4 cement sand mortar all complete. | 150 mm dia NP3 RCC Hume pipe including collar with all complete. | Rm | 1409.6469
1178 | Fixing /laying 200 mm dia NP3 RCC Hume pipe with collar including 1:4 cement sand mortar all complete. | 200 mm dia NP3 RCC Hume pipe including collar with all complete. | Rm | 1882.6949
1179 | Fixing /laying 300 mm dia NP3 RCC Hume pipe with collar including 1:4 cement sand mortar all complete. | 300 mm dia NP3 RCC Hume pipe including collar with all complete. | Rm | 3263.5141
1180 | Fixing /laying 400 mm dia NP3 RCC Hume pipe with collar including 1:4 cement sand mortar all complete. | 400mm dia NP3 RCC Hume pipe including collar with all complete. | Rm | 3627.7677
1181 | Fixing /laying 600 mm dia NP3 RCC Hume pipe with collar including 1:4 cement sand mortar all complete. | 600 mm dia NP3 RCC Hume pipe including collar with all complete. | Rm | 5248.9101
1182 | Fixing /laying 140 mm dia Plastic Water Gutter pipe ( Half Round) with necessary fittings all complete. | 140 mm dia Plastic Water Gutter pipe ( Half Round) with necessary fittings. | Rm | 768.309
1183 | Fixing /laying 180 mm dia Plastic Water Gutter pipe ( Half Round) with necessary fittings all complete. | 180 mm dia Plastic Water Gutter pipe ( Half Round) with necessary fittings. | Rm | 886.506
1184 | Fixing /laying 250 mm dia Plastic Water Gutter pipe ( Half Round) with necessary fittings all complete. | 250 mm dia Plastic Water Gutter pipe ( Half Round) with necessary fittings. | Rm | 1797.239
1185 | 50 mm mm dia UPVC plain Tee. | 50 mm mm dia UPVC plain Tee. | nos | 106.996
1186 | 50 mm mm dia UPVC 90 degree bend | 50 mm mm dia UPVC 90 degree bend | nos | 90.3325
1187 | 50 mm mm dia UPVC 45 degree bend. | 50 mm mm dia UPVC 45 degree bend. | nos | 89.1423
1188 | 75 mm dia UPVC vent cowl | 75 mm dia UPVC vent cowl | nos | 108.3807
1189 | 75 mm dia UPVC plain Tee. | 75 mm dia UPVC plain Tee. | nos | 179.1411
1190 | 75 mm dia UPVC door tee. | 75 mm dia UPVC door tee. | nos | 200.4585
1191 | 75 mm dia UPVC 90 degree bend. | 75 mm dia UPVC 90 degree bend. | nos | 152.5033
1192 | 75 mm dia UPVC door bend. | 75 mm dia UPVC door bend. | nos | 176.0821
1193 | 75 mm dia UPVC 45 degree bend. | 75 mm dia UPVC 45 degree bend. | nos | 136.0897
1194 | 75 mm dia UPVC Y branch. | 75 mm dia UPVC Y branch. | nos | 192.2814
1195 | 75 mm dia UPVC cross tee. | 75 mm dia UPVC cross tee. | nos | 403.1342
1196 | 75 mm dia UPVC pipe clip. | 75 mm dia UPVC pipe clip. | nos | 15.3927
1197 | 110 mm dia UPVC vent cowl. | 110 mm dia UPVC vent cowl. | nos | 179.4984
1198 | 110 mm dia UPVC plain Tee. | 110 mm dia UPVC plain Tee. | nos | 306.3552
1199 | 110 mm dia UPVC Door Tee | 110 mm dia UPVC Door Tee | nos | 340.7892
1200 | 110 mm dia UPVC 90 degree bend. | 110 mm dia UPVC 90 degree bend. | nos | 253.0677
1201 | 110 mm dia UPVC Door bend. | 110 mm dia UPVC Door bend. | nos | 285.8472
1202 | 110 mm dia UPVC 45 degree bend | 110 mm dia UPVC 45 degree bend | nos | 228.4653
1203 | 110 mm dia UPVC Y branch | 110 mm dia UPVC Y branch | nos | 353.4534
1204 | 110 mm dia UPVC cross tee | 110 mm dia UPVC cross tee | nos | 657.3719
1205 | 110 mm dia UPVC pipe clip | 110 mm dia UPVC pipe clip | nos | 28.1594
1206 | 110 mm dia UPVC gully trap | 110 mm dia UPVC gully trap | nos | 722.5737
1207 | 50 mm dia CI 90 degee bend | 50 mm dia CI 90 degee bend | nos | 401.3155
1208 | 50 mm dia CI Vent Cowl. | 50 mm dia CI Vent Cowl. | nos | 358.4665
1209 | 50 mm dia CI Door Tee | 50 mm dia CI Door Tee | nos | 704.8293
1210 | 50 mm dia CI P or S Trap | 50 mm dia CI P or S Trap | nos | 459.6377
1211 | 50 mm dia CI Plain Tee | 50 mm dia CI Plain Tee | nos | 328.7103
1212 | 50 mm dia CI Y-Branch | 50 mm dia CI Y-Branch | nos | 586.9945
1213 | 50 mm dia CI Door bend | 50 mm dia CI Door bend | nos | 553.6675
1214 | 75 mm dia CI 90 degee bend | 75 mm dia CI 90 degee bend | nos | 535.555
1215 | 75 mm dia CI Vent Cowl. | 75 mm dia CI Vent Cowl. | nos | 434.3838
1216 | 75 mm dia CI Door Tee | 75 mm dia CI Door Tee | nos | 931.9083
1217 | 75 mm dia CI P or S Trap | 75 mm dia CI P or S Trap | nos | 551.0282
1218 | 75 mm dia CI Plain Tee | 75 mm dia CI Plain Tee | nos | 771.2245
1219 | 75 mm dia CI Y-Branch | 75 mm dia CI Y-Branch | nos | 898.5812
1220 | 75 mm dia CI Door bend | 75 mm dia CI Door bend | nos | 712.9023
1221 | 110 mm dia CI 90 degee bend | 110 mm dia CI 90 degee bend | nos | 814.9072
1222 | 110 mm dia CI Vent Cowl. | 110 mm dia CI Vent Cowl. | nos | 597.0915
1223 | 110 mm dia CI Door Tee | 110 mm dia CI Door Tee | nos | 1229.1143
1224 | 110 mm dia CI P or S Trap | 110 mm dia CI P or S Trap | nos | 725.6385
1225 | 110 mm dia CI Plain Tee | 110 mm dia CI Plain Tee | nos | 1051.767
1226 | 110 mm dia CI Y-Branch | 110 mm dia CI Y-Branch | nos | 1252.9192
1227 | 110 mm dia CI Door bend | 110 mm dia CI Door bend | nos | 866.088
1228 | Hard Soil Cutting (for Well) | Hard Soil Cutting (for Well) | Cu.m. | 1018.67
1229 | 4' Ø R.C.C. Ring for Well fitting | 4' Ø R.C.C. Ring for Well fitting | Rm | 5276.15
1230 | 3'6" Ø R.C.C. Ring for Well fitting | 3'6" Ø R.C.C. Ring for Well fitting | Rm | 4423.93
1231 | 3' Ø R.C.C. Ring for Well fitting | 3' Ø R.C.C. Ring for Well fitting | Rm | 3920.05
1232 | 2'6" Ø R.C.C. Ring for Well fitting | 2'6" Ø R.C.C. Ring for Well fitting | Rm | 3200.94
Additional items
| 150 mm dia CI Vent Cowl. | 150 mm dia CI Vent Cowl. | nos
| IPWC comode with cistern and comode seat cover all complete set (European pattern) | IPWC comode with cistern and comode seat cover all complete set (Eoropean pattern) | Set
| Under counter wash basin all complete set (European pattern) | Under counter wash basin all complete set (Eoropean pattern) | Set
| C P Towel ring (European pattern) | C P Towel ring (Eoropean pattern) | nos
| C P High flow divertor with single lever (European pattern) | C P High flow divertor with single lever (Eoropean pattern) | nos
| 15mm C P bath spout (European pattern) | 15mm C P bath spout (Eoropean pattern) | nos
| C P Telephonic shower (European pattern) | C P Telephonic shower (Eoropean pattern) | nos
| C P Basin mixer (European pattern) | C P Basin mixer (Eoropean pattern) | nos
| C P hygenic spray (European pattern) | C P hygenic spray (Eoropean pattern) | nos
| CP corner shelf (European pattern) | CP corner shelf (Eoropean pattern) | nos
| C P Grab bar (European pattern) | C P Grab bar (Eoropean pattern) | nos
| C P Towel rack (European pattern) | C P Towel rack (Eoropean pattern) | nos
| 15mm Insulation | 15mm Insulation | nos
| C P Soap dish (Eoropean pattern) | C P Soap dish (Eoropean pattern) | nos
| Boarder tile | Boarder tile | nos
| C P Shower rail (Eoropean pattern) | C P Shower rail (Eoropean pattern) | nos
| C P shower rose (Eoropean pattern) | C P shower rose (Eoropean pattern) | nos
| NP2 RCC Hume pie with collar including 1:4 cement sand mortar 150 mm dia | NP2 RCC Hume pie with collar including 1:4 cement sand mortar 150 mm dia | Rm
| Dismelting existing soil pipe and waste pipe | Dismelting existing soil pipe and waste pipe | nos
| IPWC comode with cistern and comode seat cover all complete set (Constellation) | IPWC comode with cistern and comode seat cover all complete set (Constellation) | Set
| NP3 RCC Hume pie with collar including 1:4 cement sand mortar 150 mm dia | NP3 RCC Hume pie with collar including 1:4 cement sand mortar 150 mm dia | Rm
| M.S cover 24"x24" with locling arrangement | M.S cover 24"x24" with locling arrangement | nos
| 25mm dia G I pipe | 25mm dia G I pipe | nos
| 25mm socket | 25mm socket | nos
| 25mm Union | 25mm Union | nos
| Construction of manhole as per drawing and specification | Construction of manhole as per drawing and specification | nos
| NP3 RCC Hume pie with collar including 1:4 cement sand mortar 150 mm dia | NP3 RCC Hume pie with collar including 1:4 cement sand mortar 150 mm dia | nos
| Ordanary type mortise lock | Ordanary type mortise lock | nos
| Cistern cell | Cistern cell | nos
| Pvc bottle trap | Pvc bottle trap | nos
| 1100.0 Ltr horizantal pvc water tank | 1100.0 Ltr horizantal pvc water tank | nos
| Hydraulic door closer | Hydraulic door closer | nos
| C.p . Spreader | C.p . Spreader | nos
| Name plate (Toilet) in plain sheet | Name plate (Toilet) in plain sheet | nos
| Basin mirror | Basin mirror | nos
| 1gang 1way switch | 1gang 1way switch | nos
| Chicken wire mesh | Chicken wire mesh | nos
| Construction of pump house as per drawing and specification | Construction of pump house as per drawing and specification | nos
| Angle and fabrication work for water tank stand | Angle and fabrication work for water tank stand | nos
| Construction of Manhole, Inner side 450x450mm,height 450mm , Wall thick thickness 230mm with brick work with 1:6 cement sand mortar, inner side plaster ,base 1:2:4 Pcc , Brick soling all complete work as per drawing and specification. | Construction of Manhole, Inner side 450x450mm,height 450mm , Wall thick thickness 230mm with brick work with 1:6 cement sand mortar, inner side plaster ,base 1:2:4 Pcc , Brick soling all complete work as per drawing and specification. | nos
| white glazed Under counter wash basin 55X40mm with g, and ½"x18" pipe connector etc all complete. | white glazed Under counter wash basin 55X40mm | nos
| 15mm dia. 6.0mm thickness section Insulation | 15mm dia. 6.0mm thickness section Insulation | nos
| 20mm dia. 6.0mm thickness section Insulation | 20mm dia. 6.0mm thickness section Insulation | nos
| 25mm dia. 6.0mm thickness section Insulation | 25mm dia. 6.0mm thickness section Insulation | nos
| 32mm dia. 6.0mm thickness section Insulation | 32mm dia. 6.0mm thickness section Insulation | nos
| white glazed wash basin 55X40mm with brackets 32mm bottle trap, ½"x18" pipe connector etc all complete. | white glazed wash basin 55X40mm | nos
| of Kitchen sink stainless steel 90 cm long and instruction all complete. EXCEPT PILLER COCK | Kitchen sink stainless steel 90 cm long. EXCEPT PILLER COCK | nos
| 500lit with 5panel(1800x900mm) solar panel with 4 K.W electric booster complete set. | 500lit with 5panel(1800x900mm) solar panel with 4 K.W electric booster complete set. | nos
| of 110 PVC pipe of 6 kg/cm2 and instruction all complete. | 110 PVC pipe of 6 kg/cm2 | nos
| of 150 PVC pipe of 4 kg/cm2 and instruction all complete. | of 150 PVC pipe of 4 kg/cm2 and instruction all complete. | nos
| C.P. Wash basin Hot and Cold 15 mm dia. Basin mixer | C.P. Wash basin Hot and Cold 15 mm dia. Basin mixer | nos
| 15mm dia galvanized Iron (GI) pipe with necessary hardware all complete.(Heavy) | 15mm dia galvanized Iron (GI) pipe with necessary hardware all complete.(Heavy) | nos
| 20mm dia galvanized Iron (GI) pipe with necessary hardware all complete.(Heavy) | 20mm dia galvanized Iron (GI) pipe with necessary hardware all complete.(Heavy) | nos
| 25mm dia galvanized Iron (GI) pipe with necessary hardware all complete.(Heavy) | 25mm dia galvanized Iron (GI) pipe with necessary hardware all complete.(Heavy) | nos
| 32mm dia galvanized Iron (GI) pipe with necessary hardware all complete.(Heavy) | 32mm dia galvanized Iron (GI) pipe with necessary hardware all complete.(Heavy) | nos
| 40mm dia galvanized Iron (GI) pipe necessary hardware all complete. | 40mm dia galvanized Iron (GI) pipe necessary hardware all complete. | nos
| 50mm dia galvanized Iron (GI) pipe with necessary hardware all complete.(Heavy) | 50mm dia galvanized Iron (GI) pipe with necessary hardware all complete.(Heavy) | nos
| 80mm dia galvanized Iron (GI) pipe necessary hardware all complete.(Heavy) | 80mm dia galvanized Iron (GI) pipe necessary hardware all complete.(Heavy) | nos
| Angle and fabrication work for water tank stand | Angle and fabrication work for water tank stand | nos
| Gun metal two way collection head with 63mm dia. Insteintaneous type inlet including built in check valve for Fire Bridgade connection to under ground water tank or hose reel | Gun metal two way collection head with 63mm dia. Insteintaneous type inlet including built in check valve for Fire Bridgade connection to under ground water tank or hose reel | nos
| NP2 RCC Hume pie with collar including 1:4 cement sand mortar 150 mm dia | NP2 RCC Hume pie with collar including 1:4 cement sand mortar 150 mm dia | Rm
| NP2 RCC Hume pie with collar including 1:4 cement sand mortar 200 mm dia | NP2 RCC Hume pie with collar including 1:4 cement sand mortar 200 mm dia | nos
| 2 coat of polymer coat for under ground water tank | 2 coat of polymer coat for under ground water tank | nos
| C,P spreader | C,P spreader | nos
| Under counter wash basin with basin mixer all complete set (European pattern) | Under counter wash basin with basin mixer all complete set (European pattern) | nos
| 6.0 lit electric water heater (Geyser) | 6.0 lit electric water heater (Geyser) | nos
| 8mm thick water proof plywood false ceiling with salwood frame | 8mm thick water proof plywood false ceiling with salwood frame | nos
| White glaze Flat back urinal ,Natasha, all complete set (European pattern) "Cotto" | White glaze Flat back urinal ,Natasha, all complete set (European pattern) "Cotto" | nos
| European pattern touch flush for Urinal | European pattern touch flush for Urinal | Set
| Construction of 12 cu.m Under ground water tank tank all complete work as per drawing and specification. | Construction of 12 cu.m Under ground water tank tank all complete work as per drawing and specification. | nos
| Angle and fabrication work for water tank stand 2000.0 lit | Angle and fabrication work for water tank stand 2000.0 lit | nos
| Kitchen sink stainless steel 150 cm long and instruction all complete. Except sink cock | Kitchen sink stainless steel 150 cm long . Except sink cock | nos
| Construction of 50 user septic tank all complete work as per drawing and specification. | Construction of 50 user septic tank all complete work as per drawing and specification. | nos
| Construction of 200 user septic tank all complete work as per drawing and specification. | Construction of 200 user septic tank all complete work as per drawing and specification. | nos
| Construction of 2.0 m dia soak pit all complete work as per drawing and specification. | Construction of 2.0 m dia soak pit all complete work as per drawing and specification. | nos
| Construction of Pump house all complete work as per drawing and specification. | Construction of Pump house all complete work as per drawing and specification. | nos
| White glaze Wash basin pedeatal | Wash basin pedeatal | nos
| 40mm ball cock(Float valve) | 40mm ball cock | nos
| white glazed OVAL wash basin 55X40mm with brackets 32mm bottle trap, 32mm CP waste coupling with CP chain and rubber plug, 15mm fancy type Mixer and ½"x18" pipe connector etc all complete. | white glazed OVAL wash basin 55X40mm with brackets 32mm bottle trap, 32mm CP waste coupling with CP chain and rubber plug, 15mm fancy type Mixer and ½"x18" pipe connector etc all complete. | Set
| Kitchen sink stainless steel 90 cm long with sink mixer and instruction all complete. | Kitchen sink stainless steel 90 cm long with sink mixer and instruction all complete. | Set
| white glazed wash basin 55X40mm with brackets 32mm bottle trap, 32mm CP waste coupling with CP chain and rubber plug, and ½"x18" pipe connector etc all complete. Except piller cock | white glazed wash basin 55X40mm with brackets 32mm bottle trap, 32mm CP waste coupling with CP chain and rubber plug, and ½"x18" pipe connector etc all complete. Except piller cock | Set
| white glazed wash basin 55X40mm with brackets 32mm bottle trap, 32mm CP waste coupling with CP chain and rubber plug, and ½"x18" pipe connector etc all complete. With mixer | white glazed wash basin 55X40mm with brackets 32mm bottle trap, 32mm CP waste coupling with CP chain and rubber plug, and ½"x18" pipe connector etc all complete. With mixer | Set
| Construction of 20 user septic tank all complete work as per drawing and specification. | Construction of 20 user septic tank all complete work as per drawing and specification. | nos
| site clearance | site clearance | Ls
| Earth work in excavtion in Well (Hard soil) and pumping water and soil by electric equipment | Earth work in excavtion in Well (Hard soil) and pumping water and soil by electric equipment | cu.m
| 4'-0" dia. Rcc Ring for well | 4'-0" dia. Rcc Ring for well | Rm |  | 1873.5
| 3' -6" dia. Rcc Ring for well | 3' -6" dia. Rcc Ring for well | Rm |  | 1243.72
| 15mm dia brass bib cock | 15mm dia brass bib cock | nos
| 15mm dia Flexiable pipe | 15mm dia Flexiable pipe | nos
| White galze Porcelain clay 500 mm Indian pan with P or S trap all complete set | White galze Porcelain clay 500 mm Indian pan with P or S trap all complete set | nos
| Hand pump with nut and bolt with flange | Hand pump with nut and bolt with flange | Set
| Construction of 100 user septic tank all complete work as per drawing and specification. | Construction of 100 user septic tank all complete work as per drawing and specification. | nos
| Construction of 1.2 m dia (Rcc ring) soak pit all complete work as per drawing and specification. | Construction of 1.2 m dia (Rcc ring) soak pit all complete work as per drawing and specification. | nos
| 6 lit electric water heater (Geyser) and instruction all complete. | 6 lit electric water heater (Geyser) and instruction all complete. | nos
| white glazed wash basin 55X40mm with brackets 32mm bottle trap, 15mm basin mixer with pedestal and all complete. | white glazed wash basin 55X40mm with brackets 32mm bottle trap, 15mm basin mixer with pedestal and all complete. | Set
| Kitchen sink stainless steel 90 cm long with mixer and instruction all complete. | Kitchen sink stainless steel 90 cm long with mixer and instruction all complete. | Set
| Under counter wash basin with trap, flexiable pipe and (hot&cold) mixer all complete set | Under counter wash basin with trap, flexiable pipe and (hot&cold) mixer all complete set | Set
| Construction of 12 cu.m Under ground rcc water tank all complete work as per drawing and specification. | Construction of 12 cu.m Under ground rcc water tank all complete work as per drawing and specification. | nos
| Fixing Sal wood frame size 50x75 mm with 6 mm thick water proof ply in Falce ceiling work | Fixing Sal wood frame size 50x75 mm with 6 mm thick water proof ply in Falce ceiling work | sq. m
| Labour cost of fixing 2000 lit.Pvc water tank and site clearance as per instruction | Labour cost of fixing 2000 lit.Pvc water tank and site clearance as per instruction | nos
| Labour cost of Removing door and re fixing after complete floor tile | Labour cost of Removing door and re fixing after complete floor tile | Ls
| Porcelain clay white glaze indian pattern Comode(Hindustan, Parryware, Classica or eq.) with FLUSH valve and seat cover | Porcelain clay white glaze indian pattern Comode(Hindustan, Parryware, Classica or eq.) with FLUSH valve and seat cover | set
| Fixing wall light single | Fixing wall light single | set
| 2 gang two way switch | 2 gang two way switch | nos
| 2x3/20 pvc copper wire for light | 2x3/20 pvc copper wire for light | point
| Porcalain clay Comode with cistern with seat cover all complete set.(super constellation type , colour) | Porcalain clay Comode with cistern with seat cover all complete set.(super constellation type , colour) | set
| OVAL wash basin 55X40mm and ½"x18" pipe connector etc all complete. (super constellation type , colour) | OVAL wash basin 55X40mm with brackets 32mm bottle trap, 32mm CP waste coupling with CP chain and rubber plug, and ½"x18" pipe connector etc all complete.(super constellation type , colour) | set
| C P soap tray, Towel rod, toilet paper holder heavy type(Jaquar) | C P soap tray, Towel rod, toilet paper holder heavy type(Jaquar) | nos
| CP comode hygenic spray heavy type(Jaquar) | CP comode hygenic spray heavy type(Jaquar) | nos
| CP Angle valve heavy type(Jaquar) | CP Angle valve heavy type(Jaquar) | nos
| beveled edge looking mirror of high quality with boarder, | beveled edge looking mirror of high quality with boarder, | nos
| CP wash basin mixer hot and cold heavy type(Jaquar) | CP wash basin mixer hot and cold heavy type(Jaquar) | Set
| Np3 RCC Hume pie with collar including 1:4 cement sand mortar 200 mm dia | Np3 RCC Hume pie with collar including 1:4 cement sand mortar 200 mm dia | Rm
| 15.0 Ltr electric geyser with all complete set | 15.0 Ltr electric geyser with all complete set | Set
| fixing .50mm plain g.I. Sheet for duct. | fixing .50mm plain g.I. Sheet for duct. | sq. m
| C.P wall mixer with bend pipe Jaquar | C.P wall mixer with bend pipe Jaquar | set
| Construction of Manhole, Inner side 450x450mm,height 450mm , Wall thick thickness 230mm with brick work with 1:6 cement sand mortar, inner side plaster ,base 1:2:4 Pcc , Brick soling all complete work as per drawing and specification. | Construction of Manhole, Inner side 450x450mm,height 450mm , Wall thick thickness 230mm with brick work with 1:6 cement sand mortar, inner side plaster ,base 1:2:4 Pcc , Brick soling all complete work as per drawing and specification. | nos
| Construction of 30 user septic tank all complete work as per drawing and specification. | Construction of 30 user septic tank all complete work as per drawing and specification. | nos
| Construction of 15 user septic tank all complete work as per drawing and specification. | Construction of 15 user septic tank all complete work as per drawing and specification. | nos
| Construction of 20 user septic tank all complete work as per drawing and specification. | Construction of 20 user septic tank all complete work as per drawing and specification. | nos
| Construction of Rcc ring for soak pit all complete work as per drawing and specification. | Construction of Rcc ring for soak pit all complete work as per drawing and specification. | nos
3000 | Electtrical works | Electtrical works
3001 | 1x20 Watt F.T.L Patti fitting Phillips/Wipro/GE or equivalent | 1x20 Watt F.T.L Patti fitting Phillips/Wipro/GE or equivalent | Set | 690
3002 | 1x40 Watt F.T.L Patti fitting Phillips/Wipro/GE or equivalent | 1x40 Watt F.T.L Patti fitting Phillips/Wipro/GE or equivalent | Set | 809.025
3003 | 1x20 Watt F.T.L Mirrolta FMC 200/140 Phillips or equivalent | 1x20 Watt F.T.L Mirrolta FMC 200/140 Phillips or equivalent | Set | 1169.964
3004 | 1x40 Watt F.T.L Mirrolta FMC 200/140 Phillips or equivalent | 1x40 Watt F.T.L Mirrolta FMC 200/140 Phillips or equivalent | Set | 1527.039
3005 | 2*18 watt CFL recessed / surface mounting mirror optic | 2*18 watt CFL recessed / surface mounting mirror optic | Set | 3436.2
3006 | 1*11 watt CFL mirror optic | 1*11 watt CFL mirror optic | Set | 2079.315
3007 | 1x40 Watt F.T.L Box Fitting TMC 501/136 HPF Phillips/Wipro/GE or equivalent | 1x40 Watt F.T.L Box Fitting TMC 501/136 HPF Phillips/Wipro/GE or equivalent | Set | 1591.2895
3008 | 2x40 Watt F.T.L Box Fitting TMC 501/236 HPF Phillips/Wipro/GE or equivalent | 2x40 Watt F.T.L Box Fitting TMC 501/236 HPF Phillips/Wipro/GE or equivalent | Set | 2389.953
3009 | 1x40 Watt FTL IndustrialChannel Stove Enamelled Reflector Phillips/Wipro/GE or eqv | 1x40 Watt FTL IndustrialChannel Stove Enamelled Reflector Phillips/Wipro/GE or eqv | Set | 2570.3765
3010 | 2x40 Watt FTL IndustrialChannel Stove Enamelled Reflector Phillips/Wipro/GE or eqv | 2x40 Watt FTL IndustrialChannel Stove Enamelled Reflector Phillips/Wipro/GE or eqv | Set | 3309.516
3011 | 1x40 Watt F.T.L Opalite with Acrylic Difuser TCS 19/136 Philips or equivalent | 1x40 Watt F.T.L Opalite with Acrylic Difuser TCS 19/136 Philips or equivalent | Set | 2451.3515
3012 | 2x40 Watt F.T.L Opalite with Acrylic Difuser TCS 19/236 Philips or equivalent | 2x40 Watt F.T.L Opalite with Acrylic Difuser TCS 19/236 Philips or equivalent | Set | 3993.9155
3013 | 4x18/20 Watt F.T.L Dished Opal Acrylic Cover/mirror optic TBC 71/420 HPF, 72/420 Philips | 4x18/20 Watt F.T.L Dished Opal Acrylic Cover/mirror optic TBC 71/420 HPF, 72/420 Philips | Set | 6819.224
3014 | 1x40 Watt F.T.L Mirror Optic HPF Phillips/Wipro/GE or equivalent | 1x40 Watt F.T.L Mirror Optic HPF Phillips/Wipro/GE or equivalent | Set | 4398.014
3015 | 2x40 Watt F.T.L Mirror Optic HPFPhillips/Wipro/GE or equivalent | 2x40 Watt F.T.L Mirror Optic HPFPhillips/Wipro/GE or equivalent | Set | 5422.2155
3016 | 300/500 Watt Halogen Phillips/Wipro/GE or equivalent | 300/500 Watt Halogen Phillips/Wipro/GE or equivalent | Set | 1982.025
3017 | 1000 Watt Halogen Phillips/Wipro/GE or equivalent | 1000 Watt Halogen Phillips/Wipro/GE or equivalent | Set | 4064.9625
3018 | 150 Watt HPSV HPF Phillips/Wipro/GE or equivalent | 150 Watt HPSV HPF Phillips/Wipro/GE or equivalent | Set | 12297.2375
3019 | 250 Watt HPSV HPF Phillips/Wipro/GE or equivalent | 250 Watt HPSV HPF Phillips/Wipro/GE or equivalent | Set | 13725.5375
3020 | 20/40 Watt FTL Rod Philips or equivalent | 20/40 Watt FTL Rod Philips or equivalent | Set | 114.264
3021 | 8 to 11 watt CFL lamp | 8 to 11 watt CFL lamp | Set | 190.44
3022 | 13 to22 watt CFL lamp | 13 to22 watt CFL lamp | Set | 297.5625
3023 | 20/40 Watt 220 Volt FTL Ballast Philips or equivalent | 20/40 Watt 220 Volt FTL Ballast Philips or equivalent | Set | 238.05
3024 | 150 Watt SV Bulb Philips or equivalent | 150 Watt SV Bulb Philips or equivalent | Rm. | 2261.475
3025 | 250 Watt SV Bulb Philips or equivalent | 250 Watt SV Bulb Philips or equivalent | Rm. | 2856.6
3026 | 2" PVC Listy | 2" PVC Listy | Rm. | 166.635
3027 | 1.5" PVC Listy | 1.5" PVC Listy | Rm. | 148.7755
3028 | 0.75" PVC Listy | 0.75" PVC Listy | Rm. | 53.5555
3029 | 0.5" PVC Listy | 0.5" PVC Listy | Rm. | 35.7075
| 0 | 0 | 0 | 0
3030 | 1 Gang one way Switch F | 1 Gang one way Switch F | Set | 214.13
3031 | 1 Gang one way Switch S | 1 Gang one way Switch S | Set | 223.7095
3032 | 1 Gang 2 way Switch F | 1 Gang 2 way Switch F | Set | 169.7515
3033 | 1 Gang 2 way Switch S | 1 Gang 2 way Switch S | Set | 227.9185
3034 | 2 Gang one way Switch F | 2 Gang one way Switch F | Set | 249.941
3035 | 2Gang one way Switch S | 2Gang one way Switch S |  | 259.5205
3036 | 3 Gang one way Switch F | 3 Gang one way Switch F | Set | 281.129
3037 | 3 Gang one way Switch S | 3 Gang one way Switch S | Set | 290.7085
3038 | 4 Gang one way Switch F | 4 Gang one way Switch F | Set | 300.311
3039 | 4 Gang one way Switch S | 4 Gang one way Switch S | Set | 312.1905
3040 | 6 Gang one way Switch F | 6 Gang one way Switch F | Set | 518.2705
3041 | 6 Gang one way Switch S | 6 Gang one way Switch S | Set | 521.64
3042 | 8 Gang one way Switch F | 8 Gang one way Switch F | Set | 529.851
3043 | 8 Gang one way Switch S | 8 Gang one way Switch S | Set | 533.2205
3044 | 1 Gang one Bell Push F | 1 Gang one Bell Push F | Set | 221.513
3045 | 1 Gang one Bell Push S | 1 Gang one Bell Push S | Set | 231.0925
3046 | 6 Amp Uni Socket Switch Combined With Shutter F | 6 Amp Uni Socket Switch Combined With Shutter F | Set | 337.3985
3047 | Dimmer Single 400 Watt F | Dimmer Single 400 Watt F | Set | 465.7385
3048 | Dimmer Single 800 Watt F | Dimmer Single 800 Watt F | Set | 554.2195
3049 | 16/6 Amp Combined S/Socket With Safety Shutter F | 16/6 Amp Combined S/Socket With Safety Shutter F | Set | 366.666
3050 | 16/6 Amp Combined S/Socket With Safety ShutterS | 16/6 Amp Combined S/Socket With Safety ShutterS | Set | 318.0785
3051 | 16 Amp 3 pin Plug Top | 16 Amp 3 pin Plug Top | Set | 109.6755
3052 | 20/25 Amp SP AC motor starter with 6/16 Amp Power socket | 20/25 Amp SP AC motor starter with 6/16 Amp Power socket | Set | 640.4005
3053 | DP Switch 16-32 Amp F | DP Switch 16-32 Amp F | Set | 357.19
3054 | Telephone Socket Single F | Telephone Socket Single F | Set | 267.858
3055 | Buzzer | Buzzer | Set | 151.1675
3056 | Musical Bell | Musical Bell | Set | 293.6065
3057 | Ceiling Rose | Ceiling Rose | Set | 62.9798
| 0 | 0 | 0 | 0
3058 | 1 Gang 1 one way Switch F | 1 Gang 1 one way Switch F | Set | 476.502
3059 | 1 Gang 2 way Switch F | 1 Gang 2 way Switch F | Set | 500.307
3060 | 2 Gang 2 one way Switch F | 2 Gang 2 one way Switch F | Set | 619.3325
3061 | 3 Gang 3 one way Switch F | 3 Gang 3 one way Switch F | Set | 791.913
3062 | 4 Gang 4 one way Switch F | 4 Gang 4 one way Switch F | Set | 1037.1045
3063 | 5 Gang 5 one way Switch F | 5 Gang 5 one way Switch F | Set | 1363.233
3064 | 6 Gang 6 one way Switch F | 6 Gang 6 one way Switch F | Set | 1538.2055
3065 | 5 Amp Pqwer Socket | 5 Amp Pqwer Socket | Set | 701.454
3066 | 13-15 Amp Power Socket | 13-15 Amp Power Socket | Set | 944.265
3067 | T.V Socket | T.V Socket | Set | 500.3075
3068 | T.Phone Socket | T.Phone Socket | Set | 500.3075
3069 | Bell Push | Bell Push | Set | 500.3075
| 0 | 0 | 0 | 0
3070 | 16 Amp 415 Volt DP Main Switch S | 16 Amp 415 Volt DP Main Switch S | Set | 915.653
3071 | 32 Amp 415 Volt DP Main Switch S | 32 Amp 415 Volt DP Main Switch S | Set | 1528.6375
3072 | 63 Amp 415 Volt DP Main Switch S | 63 Amp 415 Volt DP Main Switch S | Set | 3254.5
3073 | 100 Amp 415 Volt DP Main Switch | 100 Amp 415 Volt DP Main Switch | Set | 5754.025
3074 | 16 Amp 415 Volt TP Main Switch | 16 Amp 415 Volt TP Main Switch | Set | 1695.2725
3075 | 32 Amp 415 Volt TP Main Switch | 32 Amp 415 Volt TP Main Switch | Set | 2218.9825
3076 | 63 Amp 415 Volt TP Main Switch | 63 Amp 415 Volt TP Main Switch | Set | 4313.8225
3077 | 100 Amp 415 Volt TP Main Switch | 100 Amp 415 Volt TP Main Switch | Set | 7836.9625
3078 | 16 Amp 415 Volt TP Main Switch HRC | 16 Amp 415 Volt TP Main Switch HRC | Set | 1980.9325
3079 | 32 Amp 415 Volt TP Main Switch HRC | 32 Amp 415 Volt TP Main Switch HRC | Set | 2611.765
3080 | 63 Amp 415 Volt TP Main Switch HRC | 63 Amp 415 Volt TP Main Switch HRC | Set | 6384.8575
3081 | 100 Amp 415 Volt TP Main Switch HRC | 100 Amp 415 Volt TP Main Switch HRC | Set | 8896.285
3082 | 200 Amp 415 Volt TP Switch HRC | 200 Amp 415 Volt TP Switch HRC | Set | 12378.1975
3083 | 16 Amp 415 Volt Change over Switch | 16 Amp 415 Volt Change over Switch | Set | 1109.75
3084 | 32 Amp 415 Volt Change over Switch | 32 Amp 415 Volt Change over Switch | Set | 2002.4375
3085 | 63 Amp 415 Volt Change over Switch | 63 Amp 415 Volt Change over Switch | Set | 4323.425
3086 | 100 Amp 415 Volt Change over Switch | 100 Amp 415 Volt Change over Switch | Set | 8366.71
3087 | 63 Amp Bus Bar Chamber | 63 Amp Bus Bar Chamber | Set | 4242.1085
3088 | 100 Amp Bus Bar Chamber | 100 Amp Bus Bar Chamber | Set | 5967.971
3089 | 200 Amp Bus Bar Chamber | 200 Amp Bus Bar Chamber | Set | 7130.69
| 0 | 0 | 0 | 0
3090 | 60/100 Panel Board with Suitable color,Floor Mounted Double cover,pushTypeSwitch, Size 9"x36"x48" | 60/100 Panel Board with Suitable color,Floor Mounted Double cover,pushTypeSwitch, Size 9"x36"x48" | Set | 23520.375
3091 | 60/100 Panel Board with Suitable color,Floor Mounted Double cover,pushTypeSwitch, Size 12"x36"x48" | 60/100 Panel Board with Suitable color,Floor Mounted Double cover,pushTypeSwitch, Size 12"x36"x48" | Set | 24948.675
3092 | 150/200 Panel Board with Suitable color,Floor Mounted Double cover,Push Type Switch Size 9"x38"x52" | 150/200 Panel Board with Suitable color,Floor Mounted Double cover,Push Type Switch Size 9"x38"x52" | Set | 27219.925
3093 | 250/300 Panel Board with Suitable color,Floor Mounted Double cover,Push Type Switch Size 12"x48"x60" | 250/300 Panel Board with Suitable color,Floor Mounted Double cover,Push Type Switch Size 12"x48"x60" | Set | 41383.9
3094 | 400 Panel Board with Suitable color,Floor Mounted Double cover,Push Type Switch Size 12"x52"x66" | 400 Panel Board with Suitable color,Floor Mounted Double cover,Push Type Switch Size 12"x52"x66" | Set | 49025.305
3095 | 60 Amp MCCB Siemens made | 60 Amp MCCB Siemens made | Set | 5725.1025
3096 | 100 Amp MCCB Siemens made | 100 Amp MCCB Siemens made | Set | 6320.2275
3097 | 125 Amp MCCB Siemens made | 125 Amp MCCB Siemens made | Set | 12378.6
3098 | 160 Amp MCCB Siemens made | 160 Amp MCCB Siemens made | Set | 13925.925
3099 | 200-250 Amp MCCB Siemens made | 200-250 Amp MCCB Siemens made | Set | 26304.525
3100 | 300-400 Amp MCCB Siemens made | 300-400 Amp MCCB Siemens made | Set | 37135.8
3101 | Voltmeter (0-500) | Voltmeter (0-500) | Set | 1181.9125
3102 | Amp. Meter (0-500) | Amp. Meter (0-500) | Set | 1130.7375
3103 | Indicator | Indicator | Set | 273.7575
3104 | Slector Switch | Slector Switch | Set | 821.2725
3105 | C.T.Coil | C.T.Coil | Set | 1654.4475
3106 | Energy meter | Energy meter | Set | 2624.4955
| 0 | 0 | 0 | 0
3107 | Join Box Metal 4"x6" | Join Box Metal 4"x6" | Set | 161.506
3108 | Join Box Metal 6"x8" | Join Box Metal 6"x8" | Set | 192.9355
3109 | Join Box Metal 8"x12" | Join Box Metal 8"x12" | Set | 242.926
3110 | Join Box Metal 8"x10" | Join Box Metal 8"x10" | Set | 206.5515
3111 | Join Box PVC 4"x6" | Join Box PVC 4"x6" | Set | 249.4005
3112 | Join Box PVC 8"x10" | Join Box PVC 8"x10" | Set | 458.8845
| 0 | 0 | 0 | 0
3113 | 6-32 Amp SP MCB | 6-32 Amp SP MCB | Nos | 130.9275
3114 | 6-32 Amp DP MCB | 6-32 Amp DP MCB | Nos | 428.49
3115 | 6-32 Amp TP MCB | 6-32 Amp TP MCB | Nos | 797.4675
3116 | 6-32 Amp TPN MCB | 6-32 Amp TPN MCB | Nos | 1166.445
3117 | 40-60 Amp SP MCB | 40-60 Amp SP MCB | Nos | 273.7575
3118 | 40-60 AmpDP MCB | 40-60 AmpDP MCB | Nos | 714.15
3119 | 40-60 Amp TP MCB | 40-60 Amp TP MCB | Nos | 1309.275
3120 | 40-60 Amp TPN MCB | 40-60 Amp TPN MCB | Nos | 1642.545
| 0 | 0 | 0 | 0
3121 | 6-32 Amp SP MCB | 6-32 Amp SP MCB | Set | 238.05
3122 | 6-32 Amp DP MCB | 6-32 Amp DP MCB | Set | 964.1025
3123 | 6-32 Amp TP MCB | 6-32 Amp TP MCB | Set | 1368.7875
3124 | 6-32 Amp TPN MCB | 6-32 Amp TPN MCB | Set | 1666.35
3125 | 40Amp DP MCB | 40Amp DP MCB | Set | 1214.055
3126 | 63 Amp DP MCB | 63 Amp DP MCB | Set | 1487.8125
3127 | 40Amp TP MCB | 40Amp TP MCB | Set | 1904.4
3128 | 50 Amp TP MCB | 50 Amp TP MCB | Set | 2023.425
3129 | 63 Amp TP MCB | 63 Amp TP MCB | Set | 2142.45
| 0 | 0 | 0 | 0
3130 | 4 Way SPN DB Double Cover | 4 Way SPN DB Double Cover | Set | 1712.6375
3131 | 6 Way SPN DB Double Cover | 6 Way SPN DB Double Cover | Set | 1775.002
3132 | 8Way SPN DB Double Cover | 8Way SPN DB Double Cover | Set | 2173.5
3133 | 12 Way SPN DB Double Cover | 12 Way SPN DB Double Cover | Set | 2478.204
3134 | 16 Way SPN DB Double Cover | 16 Way SPN DB Double Cover | Set | 2611.512
3135 | 3/4 Way TPN DB Double Cover | 3/4 Way TPN DB Double Cover | Set | 3546.094
3136 | 6 Way TPN DB Double Cover | 6 Way TPN DB Double Cover | Set | 3926.974
3137 | 8 Way TPN DB Double Cover | 8 Way TPN DB Double Cover | Set | 4354.9925
3138 | 50 Pair Telephone DB with Crown tag | 50 Pair Telephone DB with Crown tag | Set | 6755.721
| 0 | 0 | 0 | 0
3139 | 4 wayTPN DB 14"x16"x5" | 4 wayTPN DB 14"x16"x5" | Set | 3368.2695
3140 | 6 wayTPN DB 16"x18"x5" | 6 wayTPN DB 16"x18"x5" | Set | 4212.1625
3141 | 8 wayTPN DB 18"x20"x5" | 8 wayTPN DB 18"x20"x5" | Set | 5148.8835
3142 | 10 wayTPN DB 20"x22"x5" | 10 wayTPN DB 20"x22"x5" | Set | 6190.358
3143 | 12 wayTPN DB 22"x24"x5" | 12 wayTPN DB 22"x24"x5" | Set | 7335.3785
3144 | 14-16 wayTPN DB 24"x26"x5" | 14-16 wayTPN DB 24"x26"x5" | Set | 8585.141
3145 | 2 Pole MCB Box | 2 Pole MCB Box | Set | 469.936
3146 | 4 Pole MCB Box | 4 Pole MCB Box | Set | 544.318
| 0 | 0 | 0 | 0
3147 | 36" Ceiling Fan | 36" Ceiling Fan | Set | 3320.625
3148 | 42" Ceiling Fan | 42" Ceiling Fan | Set | 3380.1375
3149 | 48" Ceiling Fan | 48" Ceiling Fan | Set | 3499.1625
3150 | 56" Ceiling Fan | 56" Ceiling Fan | Set | 3677.7
3151 | 16" Wall Fan | 16" Wall Fan | Set | 4295.25
3152 | 6 " Exhaust fan | 6 " Exhaust fan | Set | 2614.8125
3153 | 9" Exhaust Fan | 9" Exhaust Fan | Set | 2971.8875
3154 | 12" Exhaust Fan | 12" Exhaust Fan | Set | 3328.9625
| 0 | 0 | 0 | 0
3155 | Dome Light 6" Milky Type Heavy Carrier(decorative) | Dome Light 6" Milky Type Heavy Carrier(decorative) | Set | 278.7255
3156 | Dome Light 6" Brace Base | Dome Light 6" Brace Base | Set | 955.098
3157 | Dome Light 8" Milky Type Heavy Carrier | Dome Light 8" Milky Type Heavy Carrier | Set | 332.2925
3158 | Dome Light 8" Brass Base (decorative) | Dome Light 8" Brass Base (decorative) | Set | 1082.15
3159 | 1*10 Watt FCL Down Light (conceal light) | 1*10 Watt FCL Down Light (conceal light) | Set | 1651.4
3160 | Wall Bracket/Spot Light/Mirror Light ( ordinary) | Wall Bracket/Spot Light/Mirror Light ( ordinary) | Set | 338.238
3161 | Bulk head Single Direct Ord. Decon | Bulk head Single Direct Ord. Decon | Set | 487.025
3162 | Wall Bracket/Spot Light/Mirror Light best quality Homedec,Decon or ISI eqv. | Wall Bracket/Spot Light/Mirror Light best quality Homedec,Decon or ISI eqv. | Set | 1022.6375
3163 | Dome light 8" Silver Cast Milky Base Decorative set Homedec,DECON or ISI Eqv. | Dome light 8" Silver Cast Milky Base Decorative set Homedec,DECON or ISI Eqv. | Set | 1349.9505
3164 | Dome light 8" Black Cast Milky Base Decorative set Homedec,DECON or ISI Eqv. | Dome light 8" Black Cast Milky Base Decorative set Homedec,DECON or ISI Eqv. | Set | 725.075
3165 | Bollard Graden light Medium size Homedec,DECON or ISI eqv. | Bollard Graden light Medium size Homedec,DECON or ISI eqv. | Set | 3758.775
3166 | Bollard Graden light Full size Homedec,DECON or ISI eqv. | Bollard Graden light Full size Homedec,DECON or ISI eqv. | Set | 4205.113
3167 | 8" Globe type Post top lamp complete set Homedec,DECON or ISI eqv.. | 8" Globe type Post top lamp complete set Homedec,DECON or ISI eqv.. | Set | 1765.1005
3168 | 10" Globe type Post top lamp complete set Homedec,DECON or ISI eqv.. | 10" Globe type Post top lamp complete set Homedec,DECON or ISI eqv.. | Set | 3312.4255
3169 | Exit Light safty sign | Exit Light safty sign | Set | 1022.6375
3170 | Dinning Lamp Decorative Medium | Dinning Lamp Decorative Medium | Set | 2151.9375
3171 | Chandlers Lamp 3-5 Lamp Medium | Chandlers Lamp 3-5 Lamp Medium | Set | 12626.1375
3172 | Chandlers Lamp 6-8 Lamp Medium | Chandlers Lamp 6-8 Lamp Medium | Set | 17625.1875
3173 | IS 3043 Copper Plate 80x80x3.15 | IS 3043 Copper Plate 80x80x3.15 | Set | 9563.699
3174 | IS 3043 Copper Plate 65x65x3.15 | IS 3043 Copper Plate 65x65x3.15 | Set | 7705.713
3175 | G.NO 8 Plastic Coated Cu. Wire | G.NO 8 Plastic Coated Cu. Wire | Rm | 179.4575
3176 | 15-100 Watt Bulb (ISI) | 15-100 Watt Bulb (ISI) | Set | 38.479
3177 | Festival Light | Festival Light | Set | 148.4995
| 0 | 0 | 0 | 0
3178 | 4 way Indicator With Bell | 4 way Indicator With Bell | Set | 1918.1885
3179 | 6 way Indicator With Bell | 6 way Indicator With Bell | nos | 2835.992
| 0 | 0 | 0 | 0
3180 | 9 Meter Steel Tubelar Pole ( Bottom 134mm dia,3300mm ht,155mm dia 2250mm ht,90mm dia 2250 ht and 76mm dia 1650mm ht with over lapping of 200mm,150mm,100mm respectively) | 9 Meter Steel Tubelar Pole ( Bottom 134mm dia,3300mm ht,155mm dia 2250mm ht,90mm dia 2250 ht and 76mm dia 1650mm ht with over lapping of 200mm,150mm,100mm respectively) | Set | 15980.4
3181 | 7 Meter Steel Tubelar Pole ( Bottom 115mm dia,3300mm ht,90mm dia 2400mm ht, and 76mm dia 1650mm ht with over lapping of 200mm,150mm,100mm respectively) | 7 Meter Steel Tubelar Pole ( Bottom 115mm dia,3300mm ht,90mm dia 2400mm ht, and 76mm dia 1650mm ht with over lapping of 200mm,150mm,100mm respectively) | Set | 14916.3165
3182 | 7 Meter Steel Tubelar Pole ( Bottom 115mm dia,3100mm ht,90mm dia 2300mm ht, and 76mm dia 1600mm ht with WELDED joints. | 7 Meter Steel Tubelar Pole ( Bottom 115mm dia,3100mm ht,90mm dia 2300mm ht, and 76mm dia 1600mm ht with WELDED joints. | nos | 15409.08
| 0 | 0 | 0 | 0
| Concelled Wiring | Concelled Wiring
3183 | 3/22 PVC Coper Wire Nepal, Prakash etc. | 3/22 PVC Coper Wire Nepal, Prakash etc. | Rm | 29.7821
3184 | 3/20 PVC Coper Wire Nepal, Prakash etc. | 3/20 PVC Coper Wire Nepal, Prakash etc. | Rm | 36.9466
3185 | 7/22 PVC Coper Wire Nepal, Prakash etc. | 7/22 PVC Coper Wire Nepal, Prakash etc. | Rm | 48.1706
3186 | 7/20 PVC Coper Wire Nepal, Prakash etc. | 7/20 PVC Coper Wire Nepal, Prakash etc. | Rm | 68.471
3187 | 7/18 PVC Coper Wire Nepal, Prakash etc. | 7/18 PVC Coper Wire Nepal, Prakash etc. | Rm | 95.2775
3188 | 7/16 PVC Coper Wire Nepal, Prakash etc. | 7/16 PVC Coper Wire Nepal, Prakash etc. | Rm | 171.1775
| 0 | 0 | 0 | 0
| Concelled Wiring | Concelled Wiring | 0 | 0
3189 | 1.5mm2 PVC insulated copper wire | 1.5mm2 PVC insulated copper wire | Rm | 35.1871
3190 | 2.5mm2 PVC insulated copper wire | 2.5mm2 PVC insulated copper wire | Rm | 45.7326
3191 | 4.0mm2 PVC insulated copper wire | 4.0mm2 PVC insulated copper wire | Rm | 62.4996
3192 | 6.0mm2 PVC insulated copper wire | 6.0mm2 PVC insulated copper wire | Rm | 90.597
3193 | 10.0mm2PVC insulated copper wire | 10.0mm2PVC insulated copper wire | Rm | 136.7925
| 0 | 0 | 0 | 0
| Surface Wiring | Surface Wiring | 0 | 0
3194 | 1/18 PVC Coper Wire Nepal, Prakash etc. | 1/18 PVC Coper Wire Nepal, Prakash etc. | Rm | 30.9293
3195 | 3/22 PVC Coper Wire Nepal, Prakash etc. | 3/22 PVC Coper Wire Nepal, Prakash etc. | Rm | 32.9417
3196 | 3/20 PVC Coper Wire Nepal, Prakash etc. | 3/20 PVC Coper Wire Nepal, Prakash etc. | Rm | 40.1063
3197 | 7/22 PVC Coper Wire Nepal, Prakash etc. | 7/22 PVC Coper Wire Nepal, Prakash etc. | Rm | 54.7141
3198 | 7/20 PVC Coper Wire Nepal, Prakash etc. | 7/20 PVC Coper Wire Nepal, Prakash etc. | Rm | 71.6421
3199 | 7/18 PVC Coper Wire Nepal, Prakash etc. | 7/18 PVC Coper Wire Nepal, Prakash etc. | Rm | 96.7006
3200 | 7/16 PVC Coper Wire Nepal, Prakash etc. | 7/16 PVC Coper Wire Nepal, Prakash etc. | Rm | 185.863
| Multistrand Flexible wire( 1 coil=91.44M) | Multistrand Flexible wire( 1 coil=91.44M) | 0 | 0
| Surface Wiring | Surface Wiring | 0 | 0
3201 | 1.5mm2 PVC insulated copper wire | 1.5mm2 PVC insulated copper wire | Rm | 38.3468
3202 | 2.5mm2 PVC insulated copper wire | 2.5mm2 PVC insulated copper wire | Rm | 48.8923
3203 | 4.0mm2 PVC insulated copper wire | 4.0mm2 PVC insulated copper wire | Rm | 69.0431
3204 | 6.0mm2 PVC insulated copper wire | 6.0mm2 PVC insulated copper wire | Rm | 93.7681
3205 | 10.0mm2PVC insulated copper wire | 10.0mm2PVC insulated copper wire | Rm | 138.2156
| 0 | 0 | 0 | 0
3206 | 4mm2 4 core Nepal, Prakash Or NS | 4mm2 4 core Nepal, Prakash Or NS | Rm | 294.2246
3207 | 6 mm2 4 core Nepal, Prakash Or NS | 6 mm2 4 core Nepal, Prakash Or NS | Rm | 402.339
3208 | 10 mm2 4 core Nepal, Prakash Or NS | 10 mm2 4 core Nepal, Prakash Or NS | Rm | 561.8325
3209 | 16 mm2 4 core Nepal, Prakash Or NS | 16 mm2 4 core Nepal, Prakash Or NS | Rm | 842.283
3210 | 25 mm2 4 core Nepal, Prakash Or NS | 25 mm2 4 core Nepal, Prakash Or NS | Rm | 1255.3055
3211 | 4 mm22 core Nepal, Prakash Or NS | 4 mm22 core Nepal, Prakash Or NS | Rm | 201.3851
3212 | 16 mm2 Cable Shoe | 16 mm2 Cable Shoe | Rm | 67.1255
| 0 | 0 | 0 | 0
3213 | 4mm2 4 core Nepal, Prakash Or NS | 4mm2 4 core Nepal, Prakash Or NS | Rm | 241.8536
3214 | 6 mm2 4 core Nepal, Prakash Or NS | 6 mm2 4 core Nepal, Prakash Or NS | Rm | 329.935
3215 | 10 mm2 4 core Nepal, Prakash Or NS | 10 mm2 4 core Nepal, Prakash Or NS | Rm | 514.2225
3216 | 16 mm2 4 core Nepal, Prakash Or NS | 16 mm2 4 core Nepal, Prakash Or NS | Rm | 794.673
3217 | 25 mm2 4 core Nepal, Prakash Or NS | 25 mm2 4 core Nepal, Prakash Or NS | Rm | 1203.153
| 0 | 0 | 0 | 0
3218 | 1 Pole MCB Box | 1 Pole MCB Box | Set | 469.936
3219 | 35 mm2 4 core Nepal, Prakash Or NS | 35 mm2 4 core Nepal, Prakash Or NS | Rm | 1709.015
3220 | 50 mm2 4 core Nepal, Prakash Or NS | 50 mm2 4 core Nepal, Prakash Or NS | Rm | 2458.1178
| 0 | 0 | 0 | 0
3221 | 1 Gang 1 one way Switch F | 1 Gang 1 one way Switch F | Set | 287.408
3222 | 1 Gang 1 Two way Switch F. | 1 Gang 1 Two way Switch F. | Set | 255.5645
3223 | 2 Gang one way Switch F | 2 Gang one way Switch F | Set | 355.2465
3224 | 3 Gang one way Switch F | 3 Gang one way Switch F | Set | 374.5895
3225 | 4 Gang one way Switch F | 4 Gang one way Switch F | Set | 461.1845
3226 | 6 Gang one way Switch F | 6 Gang one way Switch F | Set | 565.0295
3227 | 13 Amp Round Elat Switch Socket F | 13 Amp Round Elat Switch Socket F | Set | 568.3875
3228 | Two Switch + Socket | Two Switch + Socket | Set | 446.0045
3229 | T.V Socket Single | T.V Socket Single | Set | 545.882
3230 | Telephone Socket Single | Telephone Socket Single | Set | 601.1395
3231 | RJ 45 Computer Socket | RJ 45 Computer Socket | Set | 672.152
3232 | 20 Amp heavy load switch with indicator | 20 Amp heavy load switch with indicator | Set | 1284.8375
3233 | 16 Amp big button switch Socket. | 16 Amp big button switch Socket. | Set | 922.1045
3234 | Bell push 6 Amp( Net West) | Bell push 6 Amp( Net West) | Set | 361.284
3235 | Socket 16 A & 6 A- 6 pin(shutter- Net West) | Socket 16 A & 6 A- 6 pin(shutter- Net West) | Set | 304.359
3236 | One gang module plate | One gang module plate | Set | 612.536
3237 | Two gang module plate | Two gang module plate | Set | 579.715
3238 | Three gang module plate | Three gang module plate | Set | 762.611
3239 | Four gang module plate | Four gang module plate | Set | 980.1335
3240 | Dimmer 300 /500 watt. | Dimmer 300 /500 watt. | Set | 1407.7265
3241 | 4 Way single phaseDB double door. | 4 Way single phaseDB double door. | Set | 1833.3875
3242 | 4 Way single phase DB Single door. | 4 Way single phase DB Single door. | Set | 1023.04
3243 | 12 Way single phase DB Double Door. | 12 Way single phase DB Double Door. | Set | 2908.12
3244 | 12 Way single phase DB Single Door. | 12 Way single phase DB Single Door. | Set | 1654.85
3245 | 4 WayThree phaseDB double door. | 4 WayThree phaseDB double door. | Set | 3867.7375
3246 | 4 WayThree phaseDBSingle door. | 4 WayThree phaseDBSingle door. | Set | 2752.18
3247 | 6 WayThree phaseDB Double door. | 6 WayThree phaseDB Double door. | Set | 1308.7
3248 | 6 WayThreephaseDB Singledoor. | 6 WayThreephaseDB Singledoor. | Set | 3273.59
3249 | 1x40 Box Type Tube Light. Orant lighting | 1x40 Box Type Tube Light. Orant lighting | Set | 1558.664
3250 | 2x40 Box Type Tube Light. Orant lighting | 2x40 Box Type Tube Light. Orant lighting | Set | 2387.078
3251 | 1x40 Mirror Optic Tube Light. Orant lighting | 1x40 Mirror Optic Tube Light. Orant lighting | Set | 4593.8015
3252 | 2x40 Mirror Optic Tube Light. Orant lighting | 2x40 Mirror Optic Tube Light. Orant lighting | Set | 5422.2155
3253 | 3x36 CFL concil/surface.Orant Light | 3x36 CFL concil/surface.Orant Light | Set | 7678.9295
3254 | 250 Watt MHL set.Orant Light | 250 Watt MHL set.Orant Light | Set | 13100.8
3255 | 3 Watt to 13 Watt PL Orant Tube | 3 Watt to 13 Watt PL Orant Tube | Set | 356.5
3256 | 60 Amp MCCB Tengen | 60 Amp MCCB Tengen | Set | 6537.175
3257 | 100 Amp MCCB Tengen | 100 Amp MCCB Tengen | Set | 8152.6375
3258 | 200 Amp MCCB Tengen | 200 Amp MCCB Tengen | Set | 17366.15
3259 | 300 Amp MCCB Tengen | 300 Amp MCCB Tengen | Set | 29220.0625
3260 | 1x20 Watt F.T.L Patti fitting Crompton,Anchor,Bajaj or equivalent | 1x20 Watt F.T.L Patti fitting Crompton,Anchor,Bajaj or equivalent | Set | 422.188
3261 | 1x40 Watt F.T.L Patti fitting Crompton,Anchor,Bajaj or equivalent | 1x40 Watt F.T.L Patti fitting Crompton,Anchor,Bajaj or equivalent | Set | 445.993
3262 | 1x/40 Watt F.T.L Box fitting Crompton,Anchor,Bajaj or equivalent | 1x/40 Watt F.T.L Box fitting Crompton,Anchor,Bajaj or equivalent | Set | 652.1995
3263 | 1x/20 Watt F.T.L Box fitting Crompton,Anchor,Bajaj or equivalent | 1x/20 Watt F.T.L Box fitting Crompton,Anchor,Bajaj or equivalent | Set | 640.297
3264 | Garden Post lamp HL 2220 width 165mm height 765mm mild steel post with PL lamp,Homedec or eqv. | Garden Post lamp HL 2220 width 165mm height 765mm mild steel post with PL lamp,Homedec or eqv. | Set | 9064.3

## Dist Rate
l;len sfo{x? -Civil works _
sf&df*f} tyf eStk'/ lhNnfsf] cf=j=2066.067 sf] b//]^
| yk ('jfgL b/ % = | 3.5
l;=g+= | tx÷lsl;d | k¦dfl)ft b//]^ |  | b/ ljZn]if)fsf] nflu
|  | PsfO{ | cf=j= )^^÷^& | PsfO{ | b/ k¦lt PsfO{ | 3.5% ('jfgL yk ;lxt
| HofdL | hjfg | 275 |  | 275 | 275
| l;kfn' | hjfg | 400 |  | 400 | 400
1 | ljleGg lsl;dsf] O{+6f
| d]lzgaf6 pTkflbt O+{6f -s / v b'j}sf] Pe/]h |  |  |  |  | `
| s_ d]lzgaf6 pTkflbt O+{6f -5fg]sf]_ | xhf/ | 12995 | Ps | 12.99 | 13.44
| v_ d]lzgaf6 pTkflbt O+{6f -!–g+=_ | ,, | 10000 | Ps | 10 | 10.35
| u_ lrDgL e§fsf] O{+6f | ,, | 9000 | Ps | 9 | 9.31
2 | 5fgf 5fpg] 6fonx?
| s_ d]lzgaf6 pTkflbt 6fon | uf]6f | 16
| v_ lrDgL e§fsf] 6fon | ,, | 14 | uf]6f | 14 | 14.49
| u_ d]lzgaf6 pTkflbt w'/L | ,, | 28 | uf]6f | 28 | 28.98
| 3_ lrDgL e§fsf] w'/L | ,, | 23 | uf]6f | 23 | 23.8
3 | e'O{df÷ sf};Ldf 5fKg] 6fonM
| s_ d]lzgaf6 pTkflbt Sn] 6fon | uf]6f | 6 | uf]6f | 6 | 6.21
| v_ lrDgL e§fsf] Sn] 6fon | ,, | 7.5 | uf]6f | 7.5 | 7.76
| L.G. Deluxe Tiles (300x300x2mm) | ,, |  | j=ld= | 0 | 0
| L.G. Deco Tiles (450x450x3mm) | ,, |  | j=ld= | 0 | 0
4 | 9'+ufsf] sfd (Rubble Stone) |  |  |  | 1262.33 | 1306.51
| -s_ 7'nf] ;fOhsf] vfgLsf] 9'+uf -Quarry stone) | 3=lkm= | 35 | 3=ld= | 1235.85 | 1279.1
| -v_ 7'nf] ;fOhsf] vf]nfsf] 9'+uf (River Stone) | Æ | 36.5 | 3=ld= | 1288.81 | 1333.91
| -v_ :yfgLo 9'Ëf (Av. Lead 500 m. ;Ddsf]) | Æ | 32 | 3=ld= | 1129.92 | 1169.46
5 | ;8ssf] Sub-base/base course sf nflu k¦of]u ul/g] lgdf{0f ;fdfu¦L
| -s_ :yfgLo vf]nfsf] u¦fe]n (Local) | 3=lkm=
| -v_ e};]kf6L, dxfb]j j];Lsf] vf]nfsf] u¦fe]n | Æ
| -u_ vfgLsf] u¦fe]n -l6sfe}/j_ cfbL | Æ
| -3_ vf]nf÷vfgLsf] :yfgLo u¦fe]n | Æ | 25 | 3=ld= | 882.75 | 913.64
| -ª_ Granular Sub-base material | Æ | 32 | 3=ld= | 1129.92 | 1169.46
| -r_ Base-course sf] nflu ldS; ;f]lnË (WBM) ug]{ sfo{ | 3=lkm= | 36 | 3=ld= | 1271.16 | 1315.65
| -5_ 9'uf+sf] w'nf] (Stone dust) | 3=lkm= | 18 | 3=ld= | 635.58 | 657.82
6 | qm;/af6 pTkflbt /f]8f
| -s_ ^–!) dL= dL= ;fOhsf | 3=lkm= | 45 | 3=ld= | 1588.95 | 1644.56
| -v_ !)–@) dL= dL= ;fOhsf | 3=lkm= | 50 | 3=ld= | 1765.5 | 1827.29
| -u_ @)–$) dL= dL= ;fOhsf] | 3=lkm= | 48 | 3=ld= | 1694.88 | 1754.2
| -3_ ^ ld=ld= down | 3=lkm= | 40 | 3=ld= | 1412.4 | 1461.83
| -ª_ #–^ dL= dL= ;fOhsf] | 3=lkm=
7 | ljleGg ;fOhsf vf]nfsf] Screening u/]sf] Gravel
| s_ $)– *) dL=dL | 3=lkm | 33 | 3=ld= | 1165.23 | 1206.01
| v_ @)– $) dL=dL | ,, | 35 | 3=ld= | 1235.85 | 1279.1
| u_ !)– @) dL=dL | ,, | 36 | 3=ld= | 1271.16 | 1315.65
| 3_ %– !) dL=dL | ,, | 37 | 3=ld= | 1306.47 | 1352.19
8 | km'6fn]sf] 9'Ëfsf] lu§L
| s_ ^ dL= dL= ;fOhsf] 9'Ëf sf] /f]8f | 3=lkm
| v_ !@ dL=dL ,, ,, | ,,
| u_ #–$ dL= dL= ,, ,, | ,,
| 3_ ;a} ;fOhsf] lu§L | ,, | 42 | 3=ld= | 1483.02 | 1534.92
9 | lkmN6/ ;fdfu¦L
| $)Ü lu§L ^)Ü afn'jf ld>0fsf] lkmN6/ k¦of]hg | 3=lkm= | 47 |  | 1659.57 | 1717.65
10 | 5fKg] 9'Ëf -Flag stone_
| s_ !Æ ;Dd afSnf] ;km{]; 8]«; u/]sf] 5fKg] 9'Ëf | j=lkm | 42 | j=ld= | 451.92 | 467.73
| v_ !!÷@Æ ;Dd afSnf ,, ,, | ,, | 50 | j=ld= | 538 | 556.83
| u_@Æ ;Dd afSnf] 9'Ëf ,, ,, | j=lkm | 65 | j=ld= | 699.4 | 723.87
| 3_ @!÷@Æ ;Dd afSnf] 9'Ëf ,, ,, | ,, | 72 | j=ld= | 774.72 | 801.83
| ª_ @!÷@Æ – #Æ ;Dd afSnf] 9'Ëf ,, ,, | ,, | 90 | j=ld= | 968.4 | 1002.29
| r_ @!÷@Æ – #Æ ;Dd afSnf] 9'Ëf d]l;gn] sf6]sf] | ,, | 105 | j=ld= | 1129.8 | 1169.34
11 | ljleGg k¦sf/sf] afn'jf
| s_ vf]nfsf] grfn]sf] v;\f] afn'[jf | 3=lkm |  |  | 0 | 0
| v_ vfgLsf] grfn]sf] afn'jf | ,,
| u_ vfgLsf] rfn]sf] / kvfn]sf] afn'jf | ,,
| 3_ vfgL÷vf]nf÷gbLsf] afn'jf (free from all kind of impurities as per mentioned in specification) | ,, | 45 | 3=ld= | 1588.95 | 1644.56
| ª_ ejgsf] e"FO{+ sf]7fdf k'g{, ;f]lnËsf] Void filling ug{ k¦of]u ul/g] afn'jf | ,, | 25 | 3=ld= | 882.75 | 913.64
12 | ;8s sfnf] kq] ug]{ sfdsf] nfuL
| i) *)÷!)) u¦]8sf] lj6'dLg | s]=hL | 65.5 | s]=hL | 65.5 | 67.79
| ii) ;8s sfnf]kq] ubf{ lj6'dLg gpKsLgsf] nfuL k¦of]u ug]{ ;fdfg Anti stripping | ,, | 320 | s]=hL | 320 | 331.2
| iii) sfnf]kq]df lj6'dLg sd k¦of]u ug{sf] nfuL /flvg] Rubber Asphalt Modifier | ,, |  | s]=hL | 0 | 0
iv) Packed bitumen emulsion sf] sfd
| l56f] hDg] (RS60%) | s]=hL | 54.54 | s]=hL | 54.54 | 56.44
| dWod hDg] (MS 65%) | s]=hL | 58.48 | s]=hL | 58.48 | 60.52
| 9Lnf] hDg] (SS60%) | ,, | 56.13 | s]=hL | 56.13 | 58.09
| v) sfn]kq] ;8s Pot hole 6fNgsf] nfuL k¦of]u ul/g] Pre-coated Aggregate ;fdfu¦L | s]=lh= | 33 | s]=hL | 33 | 34.15
ª_ sfnf]kq] ;8sdf /]vf+sg ug{ k¦of]u ul/g] Therom Plastic Road marking ;fdfu¦L
| i) B.S. Grade | s]=lh | 189 | s]=hL | 189 | 195.61
| ii) Most Grade | Æ | 209 | s]=hL | 209 | 216.31
| iii) Glass beads | Æ | 171 | s]=hL | 171 | 176.98
13 | ljleGg sDkgLaf6 pTkflbt l;d]G6x? |  |  | d]=6= | 12342.8 | 12774.79
| s_ x]6f}+8f l;d]G6 | Aofu | 626.55 | d]=6= | 12531 | 12969.58
| v_ pbok'/ l;d]G6 | Æ | 667.26 | d]=6= | 13345.2 | 13812.28
| -u_ g]kfn af6 pTkfbLt l;d]G6x? -;a}_ | Æ | 564.75 | d]=6= | 11295 | 11690.32
| -3_ ef/taf6 pTkflbt l;d]G6 -;a}_ | Æ | 610 | d]=6= | 12200 | 12627
* | -ª_ ;]tf] l;d]G6 | Æ | 900 | d]=6= | 18000 | 18630
14 | kmnfdsf] 808Lx? M |  |  |  |  | 0
| -s_ ljleGg ;fOhsf TMT Bar |  |  | d]=6= |  | 0
| a) 4.75, 7 mm dia | s]=hL | 68.4 | d]=6= | 68400 | 70794
| b) 8 mm dia | s]=hL | 61.9 | d]=6= | 61900 | 64066.5
| c) 10,12,16,20, 25mm dia | s]=hL | 59.9 | d]=6= | 59900 | 61996.5
| d) 28,32 mm dia | s]=hL | 61.9 | d]=6= | 61900 | 64066.5
| -v_ ljleGg ;fOhsf] TOR Steel |  |  | d]=6= |  | 0
| a) 8mm dia TOR steel | ,, | 59.85 | d]=6= | 59850 | 61944.75
| b) 10-25mm TOR steel | ,, | 57.55 | d]=6= | 57550 | 59564.25
| c) 28-32mm TOR steel | ,, | 60.35 | d]=6= | 60350 | 62462.25
-u_ ljleGg ;fOhsf] Torcaree
| a) 4.75, 7 mm dia | s]=hL | 59.15 | s]=hL | 59.15 | 61.22
| -3_ Binding Wire -808L afFWg]tf/_ | ,, | 76.4 | s]=hL | 76.4 | 79.07
15 | Iron Square Pipe/Black Pipe/Channel/ Angle/I-Beam/Black Sheet/MS Plate
| i) Iron Square Pipe | s]=hL | 54 | s]=hL | 54 | 55.89
| ii) ljleGg ;fOhsf] MS Angle | s]=hL | 57 | s]=hL | 57 | 58.99
| iii) ljleGg ;fOhsf] Black Pipe | s]=hL | 58 | s]=hL | 58 | 60.03
| iv) ljleGg ;fOhsf] Channel | s]=hL | 61 | s]=hL | 61 | 63.13
| v) ljleGg ;fOhsf] I-Beam | s]=hL | 61 | s]=hL | 61 | 63.13
| vi) ljleGg ;fOhsf] MS plate | s]=hL | 61 | s]=hL | 61 | 63.13
| vii) ljleGg ;fOhsf] MS Square solid bar up to 16mm | s]=hL | 61 | s]=hL | 61 | 63.13
| viii) ljleGg df]6fOsf] Black sheet | s]=hL | 66 | s]=hL | 66 | 68.31
16 | G.I. Wire |  |  |  | 0 | 0
| i) a) 8 gauge light class | s]=hL | 68 | s]=hL | 68 | 70.38
| b) 8 gauge medium class | ,, | 72 | s]=hL | 72 | 74.52
| c) 8 gauge heavy duty | ,, | 75 | s]=hL | 75 | 77.62
| ii) a) 10 gauge light class | s]=hL | 68 | s]=hL | 68 | 70.38
| b) 10 gauge medium class | ,, | 72 | s]=hL | 72 | 74.52
| c) 10 gauge heavy duty | ,, | 75 | s]=hL | 75 | 77.62
| iii) a) 12 gauge light class | s]=hL | 69 | s]=hL | 69 | 71.41
| b) 12 gauge medium class | ,, | 73 | s]=hL | 73 | 75.55
| c) 12 gauge heavy duty | ,, | 76 | s]=hL | 76 | 78.66
17 | Barbed Wire -sfF9]tf/_ |  |  |  |  | 0
| a_ 12 guage commercial ,Medium duty | s]=hL | 85 | s]=hL | 85 | 87.97
| b) U Hook for bar bed Wire Fencing | uf]6f | 0.5 | s]=hL | 0.5 | 0.51
18 | ;fbf tyf /+lug h:tf kftf (Plain/Corrugated Galvanized/Colour Iron Sheet) |  |  |  |  | 0
| -s_ ;]tf] ;fbf h:tfkftf (G P Sheet) |  |  |  |  | 0
| a) 30 u]h Light (0.2 mm) | a08n | 3260.18 | j=ld= | 185.65 | 192.14
| b) 30 u]h Medium (0.22 mm) | ,, | 3523.01 | j=ld= | 200.62 | 207.64
| c) 30 u]h Heavy (0.24 mm) | ,, | 3810.62 | j=ld= | 217 | 224.59
| a) 28 u]h Light (0.26 mm) | ,, | 4015.04 | j=ld= | 228.64 | 236.64
| b) 28 u]h Medium (0.28 mm) | ,, | 4212.39 | j=ld= | 239.88 | 248.27
| c) 28 u]h Heavy (.30 mm) | ,, | 4226.55 | j=ld= | 240.69 | 249.11
| a) 26 u]h Light (0.35 mm) | ,, | 5069.03 | j=ld= | 288.66 | 298.76
| b) 26 u]h Medium (0.38 mm) | ,, | 5484.07 | j=ld= | 312.3 | 323.23
| c) 26 u]h Heavy (0.41 mm) | ,, | 5849.56 | j=ld= | 333.11 | 344.76
| a) 24 u]h Light (0.45 mm) | ,, | 6407.96 | j=ld= | 364.91 | 377.68
| b) 24 u]h Medium (0.50 mm) | ,, | 7019.47 | j=ld= | 399.74 | 413.73
| c) 24 u¦]h Heavy (0.52 mm) | ,, | 7323.89 | j=ld= | 417.07 | 431.66
| -v_ /+lug h:tfkftf |  |  |  |  | 0
| a) 30 u]h Light (0.2 mm) | a08n | 4476.11 | j=ld= | 254.9 | 263.82
| b) 30 u]h Medium (0.22 mm) | ,, | 4738.05 | j=ld= | 269.82 | 279.26
| c) 30 u]h Heavy (0.24 mm) | ,, | 4984.96 | j=ld= | 283.88 | 293.81
| a) 28 u]h Light (0.26 mm) | ,, | 5255.75 | j=ld= | 299.3 | 309.77
| b) 28 u]h Medium (0.28 mm) | ,, | 5568.14 | j=ld= | 317.09 | 328.18
| c) 28 u]h Heavy (.030 mm) | ,, | 5933.63 | j=ld= | 337.9 | 349.72
| a) 26 u]h Light (0.35 mm) | ,, | 6549.56 | j=ld= | 372.98 | 386.03
| b) 26 u]h Medium (0.36 mm) | ,, | 7014.95 | j=ld= | 399.48 | 413.46
| c) 26 u]h Heavy (0.41 mm) | ,, | 7461.95 | j=ld= | 424.94 | 439.81
| a) 24 u]h Light (0.45 mm) | ,, | 8021.24 | j=ld= | 456.79 | 472.77
| b) 24 u]h Medium (0.50 mm) | ,, | 8747.79 | j=ld= | 498.16 | 515.59
| c) 24 u¦]h Heavy (0.52 mm) | ,, | 9043.36 | j=ld= | 514.99 | 533.01
| -u_ UofNefgfOH8 sf]?u]6]8 h:tfkftf (G C Sheet) |  |  |  |  | 0
| a) 30 u]h Light (0.2 mm) | a08n | 3260.18 | j=ld= | 185.65 | 192.14
| b) 30 u]h Medium (0.22 mm) | ,, | 3481.42 | j=ld= | 198.25 | 205.18
| c) 30 u]h Heavy (0.24 mm) | ,, | 3769.03 | j=ld= | 214.63 | 222.14
| a) 28 u]h Light (0.26 mm) | ,, | 3965.49 | j=ld= | 225.82 | 233.72
| b) 28 u]h Medium (0.28 mm) | ,, | 4161.95 | j=ld= | 237.01 | 245.3
| c) 28 u]h Heavy (.030 mm) | ,, | 4569.03 | j=ld= | 260.19 | 269.29
| a) 26 u]h Light (0.35 mm) | ,, | 5019.47 | j=ld= | 285.84 | 295.84
| b) 26 u]h Medium (0.36 mm) | ,, | 5426.55 | j=ld= | 309.02 | 319.83
| c) 26 u]h Heavy (0.41 mm) | ,, | 5791.15 | j=ld= | 329.79 | 341.33
| a) 24 u]h Light (0.45 mm) | ,, | 6358.41 | j=ld= | 362.09 | 374.76
| b) 24 u]h Medium (0.50 mm) | ,, | 6961.95 | j=ld= | 396.46 | 410.33
| c) 24 u¦]h Heavy (0.52 mm) | ,, | 7265.49 | j=ld= | 413.75 | 428.23
| h:tf kftf sf] w'/L (Ridge Cover) Specified thickness are thickness of base metal. |  |  |  |  | 0
| ;fbf h:tf kftf |  |  |  |  | 0
| a) 28 u]h Light | a08n | 1354.87 |  |  | 0
| b) 28 u]h Medium | ,, | 1420.35 |  |  | 0
| c) 28 u]h Heavy | ,, | 1555.75 |  |  | 0
| a) 26 u]h Light | ,, | 1706.19 |  |  | 0
| b) 26 u]h Medium | ,, | 1842.48 |  |  | 0
| c) 26 u]h Heavy | ,, | 1963.72 |  |  | 0
| $ lkm6 * * lkm6 sf] lh=cfO{= Kn]g l;6 |  |  |  |  | 0
| c_ )=%) ld=ld df]6fO{sf (12.05 Kg.) | lk; | 1038.94 | /=ld= | 425.96 | 440.86
| cf_ )=%% ld=ld df]6fO{sf | ,, | 1130.94 | /=ld= | 463.68 | 479.9
| O_ ) =^@ ld=ld df]6fO{sf | ,, | 1270.8 | /=ld= | 521.02 | 539.25
| O{_ )=&% ld=ld df]6fO{sf | ,, | 1515.93 | /=ld= | 621.53 | 643.28
| p_ )=*) ld=ld df]6fO{sf | ,, | 1615.04 | /=ld= | 662.16 | 685.33
| pm_)=() ld=ld df]6fO{sf | ,, | 1795.58 | /=ld= | 736.18 | 761.94
| $ lkm6 * * lkm6 sf] /lËg Kn]g l;6 |  |  |  |  | 0
| c_ )=%) ld=ld df]6fO{sf | lk; | 1262.83 | /=ld= | 517.76 | 535.88
| cf_ )=%% ld=ld df]6fO{sf | ,, | 1369.91 | /=ld= | 561.66 | 581.31
| O_ )=^@ ld=ld df]6fO{sf | ,, | 1524.78 | /=ld= | 625.15 | 647.03
| O{_ )=&% ld=ld df]6fO{sf | ,, | 1786.73 | /=ld= | 732.55 | 758.18
| p_ )=*) ld=ld df]6fO{sf | ,, | 1878.76 | /=ld= | 770.29 | 797.25
| p_)=() ld=ld df]6fO{sf | ,, | 2090.27 | /=ld= | 857.01 | 887
19 | PNd'lgod Kn]g l;6 |  |  |  |  | 0
| -s_ @^ u]h | j=lkm= | 25 | j=ld= | 269 | 278.41
| -v_ #) u]h | Æ | 24 | j=ld= | 258.24 | 267.27
| -u_ 3mm thick Aluminium Composite Pannel | Æ |  | j=ld= | 0 | 0
20 | ljleGg k¦sf/sf] hfnLx? (Netting) |  |  |  |  | 0
| -s_ dl;gf] vfnsf] Mosquito proof hfnL | j=dL | 105 | j=ld= | 105 | 108.67
| -v_ jfn'jf rfNg] hfnL | Æ | 110 | j=ld= | 110 | 113.85
| -u_ s'v'/] hfnL (Chicken wire mesh) | Æ | 100 | j=ld= | 100 | 103.5
| -3_ a¦f; qml;Ë hfnL | Æ | 150 | j=ld= | 150 | 155.25
21 | kmnfdaf6 lgld{t ;fdfgx? |  |  |  |  | 0
| a) M.S. Grill agfO{ h8fg ug]{ sfd | s]=hL | 90 | s]=hL | 90 | 93.15
| b) sDkfp08 jfn dfyL !Æ×!Æ sf] kmnfd] PËndf * dL=dL= 808L @Æ c/c df /fvL agfpg] sfd | s]=hL |  | s]=hL | 0 | 0
| c) 1 ½ " Black Pipe sf6\g] / h8fg ug{} sfd -nDafO !=@% dL=, sDkfp08 jfn dfly Sofk ;lxtsf] u¦Ln h8fg ug{ _ | Uff]6f |  | Uff]6f | 0 | 0
| d) sf]NofK;Lan u]6 agfO{ h8fg ug]{ | j=lkm= | 325 | j=ld= | 3497 | 3619.39
| e) !" :Sjfo/ kfOk /]lnË agfO{ To;df ;fn jf l;;f} sf7sf] Hand rail /fvL h8fg ug]{ | j=dL= |  | j=ld= | 0 | 0
| f) P]=P]= t/ sf7sf] hand rail sf] ;§f Black Pipe 1½" sf] hand rail /flv h8fg ug]{ sfd | j=dL |  | j=ld= | 0 | 0
| g) !^–!* u]hsf] kmnfd] /f]lnË ;6/ agfO{ h8fg ug]{ | j=lkm= | 200 | j=ld= | 2152 | 2227.32
| h) kmnfd] /f]lnË ;6/ !^–!* u]h h8fg ;lxt :6«Lk ;6/ Kjfn ePsf] | Æ | 250 | j=ld= | 2690 | 2784.15
| i) kmnfd] /f]lnË ;6/ 808L k¦of]u u/L agfOsf] ;fy} h8fg ug]{ ;d]t | Æ | 310 | j=ld= | 3335.6 | 3452.34
| j) lk=le=;L= /f]lnË ;6/ agfO{ h8fg ;d]t | Æ |  |  |  | 0
| k) /f]lnË ;6/ ck/];gsf] nflu Xof08Ln /f]lnË u]o/ | ;]6 |  |  |  | 0
| l) /f]lnË ;6/ ck/];gsf] nflu On]S6«Ls /f]lnË u]o/ k'; j6g l;:6d | Æ |  |  |  | 0
* | m) !* u]h kftfaf6 sDkfp08 jfnsf] u]6 agfO{ h8fg ug]{ -%) x %)x % mm) sf] k¦m]d ;d]t_ | s]=hL | 400 | s]=hL | 400 | 414
| n) #æ–$æ Jof;sf] Iron Black Pipedf PËn / kl§ /fvL v'8lsnf ;lxtsf] 3'Dg] e¥ofË (Spiral Staircase)tof/ u/L h8fg ;d]t -e¥ofªsf] gfkL ubf{ floor to floor height lng]_ | /=lkm= |  | /=ld= | 0 | 0
| o) Supplying and fixing 25×25×3 mm thick set angle and 1¾"×2"×5 mm thick Mulium angle frame including glass shutter with necessary lock, handle, putting primer all complete | j=lkm
| p) Mild Steel Props for Concreting 2" dia 3.5 mm thick 3.5 m- 4.0 m length | uf]6f
| q) Wrought Iron | s]=hL=
22 | ljleGg lsl;dsf sf7x?
| -s_ #… b]lv *Ú ;Ddsf] ;fnsf7 | 3= lkm | 2700 | 3=ld= | 95337 | 98673.79
| -v_ *… b]lv !$Ú ;Ddsf] ;fnsf7 | ,, | 2950 | 3=ld= | 104164.5 | 107810.25
| -u_ !$ lkm6 b]lv dflysf] ;fn sf7 | ,, | 3100 | 3=ld= | 109461 | 113292.13
| -3_ ;fem sf7 tyf :yfgLo s'sf7 | ,, | 1400 | 3=ld= | 49434 | 51164.19
| -ª_ hfd'g sf7 | ,, | 1300 | 3=ld= | 45903 | 47509.6
| -r_ ;Nnfsf] sf7 | ,, | 700 | 3=ld= | 24717 | 25582.09
| -5_ :yfgLo l;;f}+ sf7 | ,, | 1400 | 3=ld= | 49434 | 51164.19
* | -h_ h+unL l;;f}+ sf7 ,, | ,, | 390 | 3=ld= | 13770.9 | 14252.88
| -em_ sf7 bfp/f | s]=hL | 13 | s]=hL | 13 | 13.45
23 | ljleGg df]6fO{sf] KnfOp8x? |  |  |  |  | 0
| Commercial |  |  |  |  | 0
| -s_ # dL=dL | j=lkm | 13.75 | j=ld= | 147.95 | 153.12
| -v_ $ dL=dL | ,, | 17 | j=ld= | 182.92 | 189.32
| -u_ ^ dL=dL | ,, | 28 | j=ld= | 301.28 | 311.82
| -3_ * dL=dL | ,, | 30 | j=ld= | 322.8 | 334.09
| -ª_ !@ dL=dL | ,, | 42 | j=ld= | 451.92 | 467.73
* | -r_ !( dL=dL | ,, | 66 | j=ld= | 710.16 | 735.01
| Water Proof |  |  |  |  | 0
| s_ $ dL=dL | j=lkm | 30 | j=ld= | 322.8 | 334.09
| s_ ^ dL=dL | j=lkm | 38.5 | j=ld= | 414.26 | 428.75
* | v_ * dL=dL= | ,, | 46.5 | j=ld= | 500.34 | 517.85
| u_ !@ dL=dL | ,, | 58 | j=ld= | 624.08 | 645.92
| 3_ !( dL=dL | ,, | 75 | j=ld= | 807 | 835.24
| Natural Teak Plywood |  |  |  |  | 0
| One side lamination |  |  |  |  | 0
| -s_ # dL =dL | j=lkm |  | j=ld= | 0 | 0
| -v_ $ dL= dL=] | ,, | 39.22 | j=ld= | 422 | 436.77
| -u_ ^ dL=dL=] | ,, |  | j=ld= | 0 | 0
| -3_ * dL=dL | ,, |  |  |  | 0
| -ª_ !@ dL=dL | ,, |  |  |  | 0
| -r_ !( dL=dL | ,, |  |  |  | 0
| Both side lamination |  |  |  |  | 0
| -s_ ^ dL=dL=] | j=lkm |  |  |  | 0
| -v_ ^ dL=dL=] | ,, |  |  |  | 0
| -u_ * dL=dL | ,, |  |  |  | 0
| -3_ !@ dL=dL | ,, |  |  |  | 0
| -ª_ !( dL=dL | ,, |  |  |  | 0
24 | Prelaminated Particle Board |  |  |  |  | 0
| Plain Particle Board (Exteriors Grade) |  |  |  |  | 0
| -s_ ( dL =dL | j=lkm | 32.42 | j=ld= | 348.83 | 361.03
| -v_ !@ dL= dL=] | ,, | 36.32 | j=ld= | 390.8 | 404.47
| -u_ !* dL=dL=] | ,, | 47.1 | j=ld= | 506.79 | 524.52
| -3_ @% dL=dL | ,, | 62.89 | j=ld= | 676.69 | 700.37
| One side lamination Melamined faced (Exteriors Grade) |  |  |  |  | 0
| -s_ ( dL =dL | j=lkm | 65.03 | j=ld= | 699.72 | 724.21
| -v_ !@ dL= dL=] | ,, | 73.3 | j=ld= | 788.7 | 816.3
| -u_ !* dL=dL=] | ,, | 86.49 | j=ld= | 930.63 | 963.2
| -3_ @% dL=dL | ,, | 112.23 | j=ld= | 1207.59 | 1249.85
| Both side lamination Melamined faced (Exteriors Grade) |  |  |  |  | 0
| -s_ ( dL =dL | j=lkm | 73.3 | j=ld= | 788.7 | 816.3
| -v_ !@ dL= dL=] | ,, | 83.89 | j=ld= | 902.65 | 934.24
| -u_ !* dL=dL=] | ,, | 96.99 | j=ld= | 1043.61 | 1080.13
| -3_ @% dL=dL | ,, | 122.63 | j=ld= | 1319.49 | 1365.67
| Plain Particle Board (Interiors Grade) |  |  |  |  | 0
| -s_ ( dL =dL | j=lkm | 24.15 | j=ld= | 259.85 | 268.94
| -v_ !@ dL= dL=] | ,, | 27.22 | j=ld= | 292.88 | 303.13
| -u_ !* dL=dL=] | ,, | 40.32 | j=ld= | 433.84 | 449.02
| -3_ @% dL=dL | ,, | 52.4 | j=ld= | 563.82 | 583.55
| One side lamination Melamined faced (Interiors Grade) |  |  |  |  | 0
| -s_ # dL =dL | j=lkm | 35.3 | j=ld= | 379.82 | 393.11
| -v_ ^ dL =dL | ,, | 50.35 | j=ld= | 541.76 | 560.72
| -u_ ( dL =dL | ,, | 57.69 | j=ld= | 620.74 | 642.46
| -3_ !@ dL= dL=] | ,, | 65.59 | j=ld= | 705.74 | 730.44
| -ª_ !* dL=dL=] | ,, | 75.62 | j=ld= | 813.67 | 842.14
| -r_ @% dL=dL | ,, | 94.39 | j=ld= | 1015.63 | 1051.17
| Both side lamination Melamined faced (Interiors Grade) |  |  |  |  | 0
| -s_ # dL =dL | j=lkm | 40.32 | j=ld= | 433.84 | 449.02
| -v_ ^ dL =dL | ,, | 54.44 | j=ld= | 585.77 | 606.27
| -u_ ( dL =dL | ,, | 65.03 | j=ld= | 699.72 | 724.21
| One side lamination Melamined faced (Interiors Grade)MDF |  |  |  |  | 0
| -s_ # dL =dL | j=lkm | 40.78 | j=ld= | 438.79 | 454.14
| -v_ $ dL =dL | ,, | 46.36 | j=ld= | 498.83 | 516.28
| -u_ ^ dL =dL | ,, | 57.23 | j=ld= | 615.79 | 637.34
| -3_ ( dL =dL | ,, | 75.07 | j=ld= | 807.75 | 836.02
| Both side lamination Melamined faced (Interiors Grade)MDF |  |  |  |  | 0
| -s_ # dL =dL | j=lkm | 46.36 | j=ld= | 498.83 | 516.28
| -v_ $ dL =dL | ,, | 51.93 | j=ld= | 558.76 | 578.31
| -u_ ^ dL =dL | ,, | 62.99 | j=ld= | 677.77 | 701.49
| -3_ ( dL =dL | ,, | 80.64 | j=ld= | 867.68 | 898.04
25 | Other Hard Board/Sunmica & Formaica) |  |  |  |  | 0
| -s_ ;gdfO{sf (4' x 8') | kftf | 387 | j=ld= | 387 | 400.54
| -v_ kmf]/dfO{sf | j=lkm | 55 | j=ld= | 591.8 | 612.51
| -u_ xf8{jf]8{ (Hard board) 12 mm thick | Æ | 30 | j=ld= | 322.8 | 334.09
26 | Glass ;L;f |  |  |  |  | 0
| Plain ;fbf -;]tf]_ |  |  |  |  | 0
| -s_ # dL=dL= | j=lkm= | 36 | j=ld= | 387.36 | 400.91
| -v_ $ dL=dL= | j=lkm= | 46 | j=ld= | 494.96 | 512.28
| -u_ % dL=dL= Æ | Æ | 63 | j=ld= | 677.88 | 701.6
| -3_ ^ dL=dL= Æ | Æ | 78 | j=ld= | 839.28 | 868.65
| Printed Glass (a'§]bf/ l;;f) |  |  |  |  | 0
| -s_ # dL=dL= | Æ | 30 | j=ld= | 322.8 | 334.09
| -v_ $ dL=dL Æ Æ | Æ | 35 | j=ld= | 376.6 | 389.78
| Poly Fibre Glass |  |  |  |  | 0
| -s_ )^ dL=dL= | Æ | 100 | j=ld= | 1076 | 1113.66
| Black Color Glass |  |  |  |  | 0
| -s_ # dL=dL= | j=lkm= | 60 | j=ld= | 645.6 | 668.19
| -v_ $ dL=dL= | j=lkm= | 65 | j=ld= | 699.4 | 723.87
| -u_ % dL=dL= | Æ | 90 | j=ld= | 968.4 | 1002.29
| -3_ ^ dL=dL= | Æ | 105 | j=ld= | 1129.8 | 1169.34
| -ª_ * dL=dL= | Æ | 180 | j=ld= | 1936.8 | 2004.58
| -r_ !) dL=dL | Æ | 220 | j=ld= | 2367.2 | 2450.05
| -5_ !@ dL=dL | ,, | 250 | j=ld= | 2690 | 2784.15
| Tinted Float glass aflx/ af6 gb]lvg] leqaf6 b]lvg] |  |  |  |  | 0
| -s_ % ld=ld afSnf] | j=lkm= | 85 | j=ld= | 914.6 | 946.61
| 5fgfdf k¦of]u ul/g] a'§]bf/ P]gf Itching Glass with simple shade and texture |  |  |  |  | 0
| -s_ ================== dL=dL= afSnf] | j=ld= | 4172 | j=ld= | 4172 | 4318.02
| ljleGg /+usf] Reflector Glass -lzzf_ |  |  |  |  | 0
| % dL=dL+ df]6f] | j=lkm= | 120 | j=ld= | 1291.2 | 1336.39
| Note: $ lkm6 * * lkm6 eGbf a9L ;fOhsf] l;;f ePdf %) Ü yk /sd nfUg] 5 . |  |  |  |  | 0
27 | Corrugated/Plain Fiber Glass Sheet |  |  |  |  | 0
| -s_ )=* dL= dL= df]6f] (P.F.G Sheet) | j=lkm= | 90 | j=ld= | 968.4 | 1002.29
| -v_ !=@ dL=dL= df]6f] Æ Æ | Æ | 100 | j=ld= | 1076 | 1113.66
| -u_ @ dL=dL= df]6f] Æ Æ | Æ | 170 | j=ld= | 1829.2 | 1893.22
| -3_ # dL= dL= df]6f] Æ Æ | Æ | 230 | j=ld= | 2474.8 | 2561.41
| -ª_ Fiber Glass 5fgfsf] nflu Alumunium strip (25 mm x 1.5 mm) | Rm | 55 | /=ld= | 55 | 56.92
| -r_ Fiber Glass 5fgfsf] nflu Ribet nut | no. | 5.5 | uf]6f | 5.5 | 5.69
28 | em\ofn 9f]sfdf nfUg] Fixture x? |  |  |  |  | 0
| Iron af6 ag]sf |  |  |  |  | 0
| Hinge (sAhf) |  |  |  |  | 0
| -s_ #Æ ;fOh | uf]6f | 13 | uf]6f | 13 | 13.45
| -v_ $Æ ;fOh | Æ | 25 | uf]6f | 25 | 25.87
| -u_ %Æ ;fOh | Æ | 36 | uf]6f | 36 | 37.26
| -3_ ^Æ ;fOh | Æ | 48 | uf]6f | 48 | 49.68
| Locking Set (L-drop) |  |  |  |  | 0
| 300 mm | uf]6f | 220 | uf]6f | 220 | 227.7
| 225 mm |  | 190 | uf]6f | 190 | 196.65
| 150 mm |  | 160 | uf]6f | 160 | 165.6
| Aluminum af6 ag]sf |  |  |  |  | 0
| Towerbolt -5]:sLgL_ |  |  |  |  | 0
| -s_ #Æ nfdf] | uf]6f | 27 | uf]6f | 27 | 27.94
| -v_ $Æ nfdf] | Æ | 35 | uf]6f | 35 | 36.22
| -u_ ^Æ nfdf] | Æ | 48 | uf]6f | 48 | 49.68
| -3_ *Æ nfdf] | Æ | 52 | uf]6f | 52 | 53.82
| -ª_ !)Æ nfdf] | Æ | 58 | uf]6f | 58 | 60.03
| -r_ !@Æ nfdf] | Æ | 75 | uf]6f | 75 | 77.62
| Handle (xtsn) |  |  |  |  | 0
| Ordinary | uf]6f | 26 | uf]6f | 26 | 26.91
| Special | Æ | 45 | uf]6f | 45 | 46.57
| Brass af6 ag]sf |  |  |  |  | 0
| Hinge (sAhf) |  |  |  |  | 0
| 2"× 1/2 " | uf]6f | 40 | uf]6f | 40 | 41.4
| 21/2×3/4" | Æ | 45 | uf]6f | 45 | 46.57
| 3" × 3/4 " | Æ | 90 | uf]6f | 90 | 93.15
| 2" ×3/4" | Æ | 40 | uf]6f | 40 | 41.4
| 21/2"×3/4" | Æ | 55 | uf]6f | 55 | 56.92
| 3"×3/4" | Æ | 80 | uf]6f | 80 | 82.8
| 3"×1" | Æ | 110 | uf]6f | 110 | 113.85
| 4"×1" | Æ | 150 | uf]6f | 150 | 155.25
| 5"×1" | Æ | 235 | uf]6f | 235 | 243.22
| Towerbolt -5]:sLgL_ |  |  |  |  | 0
| -s_ #Æ nfdf] | uf]6f | 84 | uf]6f | 84 | 86.94
| -v_ $Æ nfdf] | ,, | 112 | uf]6f | 112 | 115.92
| -u_ ^Æ nfdf] | ,, | 168 | uf]6f | 168 | 173.88
| -3_ *Æ nfdf] | ,, | 324 | uf]6f | 324 | 335.34
| -ª_ !)Æ nfdf] | ,, | 280 | uf]6f | 280 | 289.8
| -r_ !@Æ nfdf] | Æ | 336 | uf]6f | 336 | 347.76
| Handle (xtsn) |  |  |  |  | 0
| 6" | uf]6f | 90 | uf]6f | 90 | 93.15
| 8" | Æ | 260 | uf]6f | 260 | 269.1
| 10" | Æ | 575 | uf]6f | 575 | 595.12
| 12" | Æ |  | uf]6f | 0 | 0
| Locking Set (L-drop) |  |  |  |  | 0
| -s_ *Æ nfdf] | uf]6f | 550 | uf]6f |  | 0
| -v_ !)Æ nfdf] | Æ | 900 | uf]6f |  | 0
| -u_ !@Æ nfdf] | Æ | 1050 | uf]6f |  | 0
| Special Fittings |  |  |  |  | 0
| Pn 8«k M– |  |  |  |  | 0
| *Æ nfdf] ============ | uf]6f | 850 |  |  | 0
| !)Æ nfdf] =========== | Æ | 960 |  |  | 0
| !@Æ nfdf] =========== | Æ | 1050 |  |  | 0
| x\of08n M – |  |  |  |  | 0
| *Æ nfdf] =========== | Æ | 1050 |  |  | 0
| 6fj/ af]N6 M – |  |  |  |  | 0
| ^Æ nfdf] ============ | Æ | 180 |  |  | 0
| *Æ nfdf] =========== | Æ | 240 |  |  | 0
| !)Æ nfdf] =========== | Æ | 300 |  |  | 0
| 8an sn/ -uf]N8 l;Ne/÷ANofs l;Ne/_ |  |  |  |  | 0
| Pn 8«k M– |  |  |  |  | 0
| *Æ nfdf] ============ | uf]6f | 750 |  |  | 0
| !)Æ nfdf] =========== | Æ | 950 |  |  | 0
| !@Æ nfdf] =========== | Æ | 1050 |  |  | 0
| x\of08n M – |  |  |  |  | 0
| ^Æ nfdf] ============ | Æ | 200 |  |  | 0
| *Æ nfdf] =========== | Æ | 300 |  |  | 0
| Mortice Lock |  |  |  |  | 0
| Ordinary | uf]6f | 425 | uf]6f | 425 | 439.87
| Chinese | Æ | 475 | uf]6f | 475 | 491.62
| Indian Godrej Company | Æ | 2150 | uf]6f | 2150 | 2225.25
| Door Spring (Door Closer) |  |  |  |  | 0
| Ordinary | uf]6f | 475 | uf]6f | 475 | 491.62
| hydraulic | Æ | 1500 | uf]6f | 1500 | 1552.5
| Other Door/Windows fixtures |  |  |  |  | 0
| Window I-hook | uf]6f | 15 | uf]6f | 15 | 15.52
| Gate Hook |  |  |  |  | 0
| 4" | uf]6f | 24 | uf]6f | 24 | 24.84
| 5" | ,, | 26 | uf]6f | 26 | 26.91
| 6" | ,, | 29 | uf]6f | 29 | 30.01
| Door stopper |  |  |  |  | 0
| Diamond | uf]6f | 36 | uf]6f | 36 | 37.26
| Butterfly | Æ | 125 | uf]6f | 125 | 129.37
0
| Bell catch 2" size | Æ | 165 | uf]6f | 165 | 170.77
| C.P. handle | Æ | 358 | uf]6f | 358 | 370.53
| Power coated handle | Æ | 341 | uf]6f | 341 | 352.93
| Brass coated handle | Æ | 700 | uf]6f | 700 | 724.5
| Door stopper, single brass stopper | ;]6 | 55 | ;]6 | 55 | 56.92
| Door stopper double brass stopper | Æ | 125 | ;]7 | 125 | 129.37
29 | lalaw ;fdfu¦Lx? |  |  |  |  | 0
| Hold fast different sizes (7 nos./Kg.) | s]=hL= | 110 | uf]6f | 15.71 | 16.25
| Nails (different sizes) | s]=hL= | 75 | s]=hL= | 75 | 77.62
| Nut and Bolts | uf]6f | 19 | uf]6f | 19 | 19.66
| Nut and Bolts (different sizes) | s]=hL= | 105 | s]=hL= | 105 | 108.67
| Wooden Listy 3/4" wide | /=lkm= | 12 | /=ld= | 39.36 | 40.73
| Wooden Listy 3/4" wide decorative | /=lkm= | 25 | /=ld= | 82 | 84.87
| Sandpaper -vfU;L_ | uf]6f | 5 | uf]6f | 5 | 5.17
| ljleGg ;fO{hs]f h]–x's, o'–x's !s]=lh=df !$ j6f dfg]sf] | s]hL | 95 | uf]6f | 6.78 | 7.01
| @Æ ;fOh ?lkmË g]N; | uf]6f | 4 | uf]6f | 4 | 4.14
| #Æ ;fOh ?lkmË g]N; | Æ | 6 | uf]6f | 6 | 6.21
| Screw Brass |  |  |  |  | 0
| 20mm |  | 1.25 | uf]6f | 1.25 | 1.29
| 25mm |  | 1.75 | uf]6f | 1.75 | 1.81
| 35mm |  | 2.75 | uf]6f | 2.75 | 2.84
| 50mm |  | 8 | uf]6f | 8 | 8.28
| 75mm |  | 10 | uf]6f | 10 | 10.35
| Screw Steel |  |  |  |  | 0
| 20mm |  | 0.75 | uf]6f | 0.75 | 0.77
| 25mm |  | 1.25 | uf]6f | 1.25 | 1.29
| 35mm |  | 1.5 | uf]6f | 1.5 | 1.55
| 50mm |  | 4.75 | uf]6f | 4.75 | 4.91
| 75mm |  | 5 | uf]6f | 5 | 5.17
| lj6'dLg jf;/ | uf]6f | 2.5 | uf]6f | 2.5 | 2.58
| Roofing bitumen -?lkmË cnsqf_ | s]=hL= | 80 | s]=hL= | 80 | 82.8
| %)) u]h Knfli6s l;6 | j=lkm= | 18 | j=ld= | 193.68 | 200.45
| ISI Mark Trafelt -@)dL= × !dL=_ | /f]n | 2200 | j=ld= | 110 | 113.85
| Plasticfelt -@)dL= × !dL=_ | Æ | 2150 | j=ld= | 107.5 | 111.26
| !*–@) lkm6 nfdf] afF; | uf]6f | 150 | uf]6f | 150 | 155.25
| d}g kfln; | s]=lh= | 300 | s]=lh= | 300 | 310.5
| cShflns Pl;8 | Æ | 100 | s]=lh= | 100 | 103.5
| h'6 jf kf]lnlygsf] vfnL af]/f | uf]6f | 12 | uf]6f | 12 | 12.42
| Dff6f] | 3=ld= | 195 | 3=ld= | 6885.45 | 7126.44
| e'; | s]=lh= | 4 | s]=lh= | 4 | 4.14
| uf]j/ | s]=lh= | 3.6 | s]=lh= | 3.6 | 3.72
| Staircase sf] 3/4" x 3/4" square pipe df nufpg] Brass cap | uf]6f | 75 | uf]6f | 75 | 77.62
| Staircase sf] 1" x 1" square pipe df nufpg] Brass cap | uf]6f | 80 | uf]6f | 80 | 82.8
| Tarpoline sheet -tf/kf]lng l;6_ | j=lkm= | 8 | j=ld= | 86.08 | 89.09
30 | Marble Chips |  |  |  | 0 | 0
| -s_ ;]tf] /+usf] dfa{n lrK; -@% s]=lh= k¦lt af]/f_ | af]/f | 100 | s]=lh= | 4880 | 5050.8
| -v_ /+uLg dfa{n lrK; -@% s]=lh=_ k¦lt af]/f | Æ | 100 | s]=lh= | 4 | 4.14
| -u_ qm]hL dfa{n -^ ju{ lkm6 k¦lt af]/f_ | Æ | 110 | j=ld= | 18.3333 | 18.97
| -3_ dfa{n kfp8/ -@% s]=lh= k¦lt af]/f_ | Æ | 90 | s]=lh= | 3.6 | 3.72
31 | Godabari Marble in different sizes |  |  |  |  | 0
| kfln; u/]sf] . -ld// kf]ln:8 _ |  |  |  |  | 0
| -s_ !)×!) ;]=ld= | j=lkm= | 48 | j=ld= | 516.48 | 534.55
| -v_ -!)×!%_ ;]=ld= | ,, | 57 | j=ld= | 613.32 | 634.78
| -u_ -!)×@)_ ;]=ld= | ,, | 76 | j=ld= | 817.76 | 846.38
| -3_ -!)×#)_ ;]=ld= | ,, | 76 | j=ld= | 817.76 | 846.38
| -ª_ -!%×!%_ ;]=ld= | ,, | 76 | j=ld= | 817.76 | 846.38
| -r_ -!%×@)_ ;]=ld= | ,, | 81 | j=ld= | 871.56 | 902.06
| -5_ -!%×#)_ ;]=ld= | ,, | 81 | j=ld= | 871.56 | 902.06
| -h_ -@)×@)_ ;]=ld= | ,, | 81 | j=ld= | 871.56 | 902.06
| -em_ -@)×#)_ ;]=ld= | ,, | 94 | j=ld= | 1011.44 | 1046.84
| -~_ -#)×#)_ ;]=ld= | ,, | 113 | j=ld= | 1215.88 | 1258.43
| 6_ -#)×^)_ ;]=ld | ,, | 120 | j=ld= | 1291.2 | 1336.39
| 7_ -^)×^)_ ;]=ld | ,, | 143 | j=ld= | 1538.68 | 1592.53
| 8_ -^)×()_ ;]=ld | ,, | 160 | j=ld= | 1721.6 | 1781.85
| kfln; gu/]sf] . - Snfl;s dfj{n _ |  |  |  |  | 0
| -s_ !)×!) ;]=ld= | j=lkm= | 36 | j=ld= | 387.36 | 400.91
| -v_ -!)×!%_ ;]=ld= | ,, | 38 | j=ld= | 408.88 | 423.19
| -u_ -!)×@)_ ;]=ld= | ,, | 44 | j=ld= | 473.44 | 490.01
| -3_ -!)×#)_ ;]=ld= | ,, | 44 | j=ld= | 473.44 | 490.01
| -ª_ -!%×!%_ ;]=ld= | ,, | 44 | j=ld= | 473.44 | 490.01
| -r_ -!%×@)_ ;]=ld= | ,, | 49 | j=ld= | 527.24 | 545.69
| -5_ -!%×#)_ ;]=ld= | ,, | 49 | j=ld= | 527.24 | 545.69
| -h_ -@)×@)_ ;]=ld= | ,, | 49 | j=ld= | 527.24 | 545.69
| -em_ -@)×#)_ ;]=ld= | ,, | 54 | j=ld= | 581.04 | 601.37
| -~_ -#)×#)_ ;]=ld= | ,, | 62 | j=ld= | 667.12 | 690.46
| 6_ -#)×^)_ ;]=ld | ,, | 67 | j=ld= | 720.92 | 746.15
| 7_ -^)×^)_ ;]=ld | ,, | 81 | j=ld= | 871.56 | 902.06
| 8_ -^)×()_ ;]=ld | ,, | 87 | j=ld= | 936.12 | 968.88
32 | Marble Rajasthani |  |  |  |  | 0
| !^ dL=dL afSnf] /fh:yfgL | a=lkm= | 125 | j=ld= | 1345 | 1392.07
| !^ dL=dL afSnf] /fh:yfgL wonder marble | a=lkm= | 125 | j=ld= | 1345 | 1392.07
| !^ dL=dL afSnf] u]¦gfO6 | a=lkm= | 255 | j=ld= | 2743.8 | 2839.83
| !( dL=dL afSnf] u]¦gfO6 | a=lkm= | 290 | j=ld= | 3120.4 | 3229.61
33 | Porcelain Glazed/Terrazo Mosaic Tiles |  |  |  |  | 0
| Terrazo Mosaic Tiles | a=lkm= |  | j=ld= | 0 | 0
| Porcelain Glazed Tiles |  |  |  |  | 0
| Un]h 6foN; - !@ Æ x * Æ _ ;Ddsf] . | a=lkm= | 35 | j=ld= | 376.6 | 389.78
| Un]h 6foN; - !@ Æ x !@ Æ _ dflfysf] . | a=lkm= | 50 | j=ld= | 538 | 556.83
| Border Tile - @ Æ x * Æ _ | /=lkm= | 30 | /=ld= | 322.8 | 334.09
| Border Tile - @ Æ x * Æ _ | j=lkm= | 140 | j=ld= | 1506.4 | 1559.12
| Spainish Ceramic Wall Tile (31*45cm) | j=lkm= |  | j=ld= | 0 | 0
| Spainish Ceramic Border Tile (31*45cm) | j=lkm= |  | j=ld= | 0 | 0
| Spainish Ceramic Floor Tile (31*45cm) | j=lkm= |  | j=ld= | 0 | 0
34 | /+u/f]ugsf ;fdfgx? |  |  |  |  | 0
| -s_ s[lif r'gaf6 pTkflbt ;]tf] r'g | s]=lh= | 15 | s]=lh= | 15 | 15.52
| -v_ ljleGg k¦sf/sf] /+lug r'g | Æ | 15 | s]=lh= | 15 | 15.52
| -u_ ljleGg k¦sf/sf] ef/lto r'g /+lug | Æ | 20 | s]=lh= | 20 | 20.7
| -3_ l;d]G6 k]G6 (Cement Paints) | s]=lh= | 45 | s]=lh= | 45 | 46.57
| -ª_ ;fwf/0f ;]Gy]l6s Ogfd]n k]G6 | ln6/ | 360 | ln6/ | 360 | 372.6
| r_ g]kfn /]8sf] Dof6 lkmlgl;Ë | ln6/ | 390 | ln6/ | 390 | 403.65
| 5_ p8 k¦fOd/ (Wood Primer) | ln6/ | 275 | ln6/ | 275 | 284.62
| -h_ sf]?u]6]8 ?km Paint | Æ | 366 | ln6/ | 366 | 378.81
| -em_ tof/L cNd'lgod k]G6 | Æ | 342 | ln6/ | 342 | 353.97
| -`_ tof/L jfg]{; | Æ | 350 | ln6/ | 350 | 362.25
| -6_ tof/L jfg]{/ ;]Gy]l6s | Æ | 275 | ln6/ | 275 | 284.62
| -7_ ef/lto lyg/ | Æ | 132 | ln6/ | 132 | 136.62
| 8_ p8 P08 Unf; k'l6g | s]=hL | 100 | s]=hL | 100 | 103.5
| 9_ d]6n k'l6g | ,, | 120 | s]=hL | 120 | 124.2
| 0f_ r'gf k]G6 ug{ /fVg] ud | ,, | 160 | s]=hL | 160 | 165.6
| t_ g]kfnL lyg/ | ln6/ | 120 | ln6/ | 120 | 124.2
| -y_ l;d]G6 k¦fOd/ ;]tf] | Æ | 225 | ln6/ | 225 | 232.87
| -b_ tf/lkg t]n | Æ | 170 | ln6/ | 170 | 175.95
| -w_ /]8 cs;fO8 k]G6 (Red oxide Paint) | Æ | 200 | ln6/ | 200 | 207
| -g_ p8 lk¦h/ d]l6Ë k]G6 | Æ | 175 | ln6/ | 175 | 181.12
| -k_ Black Span Paint | Æ | 235 | ln6/ | 235 | 243.22
| -km_ /fd ltns | s]=lh= | 40 | s]=lh= | 40 | 41.4
| -a_ /ftf] df6f] -u]? /+u_ | s]=lh= | 110 | s]=lh= | 110 | 113.85
| -e_ rk¦f kfln; | s]=lh= | 700 | s]=lh= | 700 | 724.5
| -d_ tof/L jf;]jn l8:t]Dk/ | ln= | 135 | ln6/ | 135 | 139.72
| o_ tof/L Knfl:6S; OdN;g k]G6 | ln= | 495 | ln6/ | 495 | 512.32
| -/_ Road Marking Paint | Æ | 450 | ln6/ | 450 | 465.75
| -n_ lngl;8 cfon (linsed Oil) | Æ | 150 | ln6/ | 150 | 155.25
| -j_ :yfgLo :k¦L6 | ln= | 90 | ln6/ | 90 | 93.15
| -;_ df]ljsn÷km]ljsn | s]=lh= | 200 | s]=lh= | 200 | 207
| -if_ Tata Red Oxide Paint | Æ | 200 | s]=lh= | 200 | 207
| -x_ u§f r'g -O{08Log_ | Æ | 15 | s]=lh= | 15 | 15.52
* | -If_ White putty | j=lkm | 65 | j=ld= | 65 | 67.27
| -q_ Plaster of Parish (POP) | s]=lh= | 17 | s]=lh= | 17 | 17.59
35 | Ready made Premix Concrete |  |  |  |  | 0
| M 15 | 3= ld |  | 3= ld | 0 | 0
| M 20 | 3= ld |  | 3= ld | 0 | 0
| M 25 | 3= ld |  | 3= ld | 0 | 0
| M 30 | 3= ld |  | 3= ld | 0 | 0
| M 35 | 3= ld |  | 3= ld | 0 | 0
| M 40 | 3= ld |  | 3= ld | 0 | 0
| Transportation and pouring of Premix Concrete upto10 km and 5th floors | /Truck |  | /Truck | 0 | 0
36 | Thai gypsum board af6 pTkfbg ePsf] ;fdfgx? |  |  |  |  | 0
| i) kmN; l;lnË ug{} | j=lkm | 20 | j=ld= | 215.2 | 222.73
| ii)Water resistant false ceiling | ,, | 28 | j=ld= | 301.28 | 311.82
| iii)Wall partation | ,, | 110 | j=ld= | 1183.6 | 1225.02
| iv)Wall paneling | ,, | 73 | j=ld= | 785.48 | 812.97
| 12.5mm thick Gypsum Board False ceiling including all necessary material | ,, | 65 | j=ld= | 699.4 | 723.87
37 | :6]gn]; :6Ln kfOk
| #÷$Æ Jof; ePsf] @=^% dL=dL= | dL= | 132.75
| !Æ Jof; ePsf] @=^% dL=dL= | dL= | 194.69
| ! !÷$Æ Jof; ePsf] @=^% dL=dL= | dL= | 250.74
| ! !÷@Æ Jof; ePsf] @=^% dL=dL= | dL= | 339.23
| @Æ Jof; ePsf] @=^% dL=dL= | dL= | 412.98
| #÷$Æ Jof; ePsf] !^ u]h df]6fO{ | dL= |  | dL= | 0 | 0
| !Æ Jof; ePsf] !^ u]h df]6fO{ | dL= |  | dL= | 0 | 0
| ! !÷$Æ Jof; ePsf] !^ u]h df]6fO{ | dL= |  | dL= | 0 | 0
| ! !÷@Æ Jof; ePsf] !^ u]h df]6fO{ | dL= |  | dL= | 0 | 0
| @Æ Jof; ePsf] !^ u]h df]6fO{ | dL= |  | dL= | 0 | 0
38 | l;d]G6df, afn'jf, lu§L cflbsf] sfd tyf ;fdfgx? ;DaGwL |  |  |  |  | 0
| -!=$_ efusf] ld>0fsf] l;d]G6 d;nf tof/ ul/ v6 /flv !ÆjfSnf] Knfi6/df ?lkmª 6fOnsf] j'§f sf6\g] ;fdfg ;lxt -tof/L_ | j=ld= | 550 | j=ld= | 500 | 517.5
| !Æ×#Æ ;fOhsf] -!=$_ efusf] ld>0fsf] d;nf tof/ ul/ v6 /flv jiff{bsf] kfgL k§L agfpg] sfd -tof/L_ | /=dL | 66 | /=dL | 60 | 62.1
| Interlocking Cement Concrete Block |  |  |  |  | 0
| a) 60 mm inter locking cement concrete block M- 30 grade 3/sf] passage df 5fgfsf] nflu | j=lkm |  |  |  | 0
| b) 70 mm inter locking cement conc. Block M- 30 grade | ,, |  |  |  | 0
| c) 60 mm inter locking cement concrete block M- 30 grade 3/sf] passage df 5fgfsf] nflu | ,, |  |  |  | 0
| d) 70 mm inter locking cement conc. Block M- 30 grade | ,, |  |  |  | 0
| e) Curb stone M-30 grade. | /=ld= | 900 |  | 2952 | 3055.32
| 25 mm thick C.C. Tile (Grey color) |  |  |  |  | 0
| Burfi Checker | Sqft | 38 | j=ld= | 408.88 | 423.19
| Round Checker | ,, | 38 | j=ld= | 408.88 | 423.19
| Boby Checker | ,, | 38 | j=ld= | 408.88 | 423.19
| 25 mm thick C.C. Tile (Red color) |  |  |  |  | 0
| Burfi Checker | Sqft | 40 | j=ld= | 430.4 | 445.46
| Round Checker | ,, | 40 | j=ld= | 430.4 | 445.46
| Boby Checker | ,, | 40 | j=ld= | 430.4 | 445.46
| 50 mm thick CC Block (Grey color) |  |  |  |  | 0
| Cosmix | Sqft | 46 | j=ld= | 494.96 | 512.28
| Hexagon | ,, | 46 | j=ld= | 494.96 | 512.28
| Threehex | ,, | 46 | j=ld= | 494.96 | 512.28
| Royal tone Interlock | ,, | 46 | j=ld= | 494.96 | 512.28
| I-Interlock | ,, | 46 | j=ld= | 494.96 | 512.28
| Plus Interlock | ,, | 46 | j=ld= | 494.96 | 512.28
| 50 mm thick CC Block (Red color) |  |  |  |  | 0
| Cosmix | Sqft | 47 | j=ld= | 505.72 | 523.42
| Hexagon | ,, | 47 | j=ld= | 505.72 | 523.42
| Threehex | ,, | 47 | j=ld= | 505.72 | 523.42
| Royal tone Interlock | ,, | 47 | j=ld= | 505.72 | 523.42
| I-Interlock | ,, | 47 | j=ld= | 505.72 | 523.42
| Plus Interlock | ,, |  | j=ld= | 0 | 0
| 60 mm thick CC Block (Grey color) |  |  |  |  | 0
| Cosmix | Sqft | 48 | j=ld= | 516.48 | 534.55
| Hexagon | ,, | 48 | j=ld= | 516.48 | 534.55
| Threehex | ,, | 48 | j=ld= | 516.48 | 534.55
| Royal tone Interlock | ,, | 48 | j=ld= | 516.48 | 534.55
| I-Interlock | ,, | 48 | j=ld= | 516.48 | 534.55
| Plus Interlock | ,, | 48 | j=ld= | 516.48 | 534.55
| 60 mm thick CC Block (Red color) |  |  |  |  | 0
| Cosmix | Sqft | 49 | j=ld= | 527.24 | 545.69
| Hexagon | ,, | 49 | j=ld= | 527.24 | 545.69
| Threehex | ,, | 49 | j=ld= | 527.24 | 545.69
| Royal tone Interlock | ,, | 49 | j=ld= | 527.24 | 545.69
| I-Interlock | ,, | 49 | j=ld= | 527.24 | 545.69
| Plus Interlock | ,, | 49 | j=ld= | 527.24 | 545.69
| 70 mm thick CC Block (Grey color) |  |  |  |  | 0
| Cosmix | Sqft | 54 | j=ld= | 581.04 | 601.37
| Hexagon | ,, | 54 | j=ld= | 581.04 | 601.37
| Threehex | ,, | 54 | j=ld= | 581.04 | 601.37
| Royal tone Interlock | ,, | 54 | j=ld= | 581.04 | 601.37
| I-Interlock | ,, | 54 | j=ld= | 581.04 | 601.37
| Plus Interlock | ,, | 54 | j=ld= | 581.04 | 601.37
| 70 mm thick CC Block (Red color) |  |  |  |  | 0
| Cosmix | Sqft | 55 | j=ld= | 591.8 | 612.51
| Hexagon | ,, | 55 | j=ld= | 591.8 | 612.51
| Threehex | ,, | 55 | j=ld= | 591.8 | 612.51
| Royal tone Interlock | ,, | 55 | j=ld= | 591.8 | 612.51
| I-Interlock | ,, | 55 | j=ld= | 591.8 | 612.51
| Plus Interlock | ,, | 55 | j=ld= | 591.8 | 612.51
39 | Heritage Wall Surface Texture (Interior and Exterior) including the cost supplying and fitting |  |  |  |  | 0
| i) Heritage granular | j=lkm | 75 | j=ld= | 807 | 835.24
| ii) Heritage flakes | j=lkm | 95 | j=ld= | 1022.2 | 1057.97
| iii) Heritage granite finish | ,, | 135 | j=ld= | 1452.6 | 1503.44
| iv) Heritage roller coat, | ,, |  | j=ld= | 0 | 0
| v) Heritage Top coat (plastic lamination) | ,, | 20 | j=ld= | 215.2 | 222.73
40 | Wooden Parquet Flooring
| i) Parquet size 1"×6" size | j=lkm
| ii) Parquet size 13/4 "×9"size | ,,
| iii) Parquet size 23/4"×12" size | ,,
| iv) Parquet skirting 4 " ×12mm th. | ,,
| v) Old parquet flooring df u¦fOl8Ë ug{} kfln; ug{} cflb sfd | ,,
| Teak wood 150mm*30mm*8mm | ,, | 120 | j=ld= | 1291.2 | 1336.39
| Wall panelling ( with wood frame) sisam wood. (75mm*16mm) | ,, | 420 | j=ld= | 4519.2 | 4677.37
41 | LG Floors Tiles |  |  |  |  | 0
| L.G. Deluxe Tiles (300x300x2mm) | uf]6f | 65 | j=ld= | 722.22 | 747.49
| L.G. Deco Tiles (450x450x3mm) | ,, | 270 | j=ld= | 1333.33 | 1379.99
| L.G. Deco Wood (100x920x3mm) | ,, | 100 | j=ld= | 108.69 | 112.49
| Fittings for Tiles | j=lkm | 10 | j=ld= | 107.6 | 111.36
| Fittings for Tiles on stairs | j=lkm | 12 | j=ld= | 129.12 | 133.63
| Dendrite for tiles | ln= | 325 | ln= | 325 | 336.37
42 | Wall Paper |  |  |  |  | 0
| Wall paper (10m.x 0.53m) | /f]n | 1200 | j=ld= | 226.41 | 234.33
| Fittings for wall paper | j=lkm | 7 | j=ld= | 75.32 | 77.95
| White glue for wall paper | ln= | 105 | ln= | 105 | 108.67
43 | Water proofing chemical |  |  |  |  | 0
| i) 2 coat of tape crete | j=lkm |  |  |  | 0
| ii) Water proofing treatment in grouting | ,, |  |  |  | 0
| iii) Waterproofing treatment in seal wall | ,, |  |  |  | 0
| iv) Pre construction anti termite treatment | ,, |  |  |  | 0
44 | Waterproofing treatment |  |  |  |  | 0
| i) Wall guard (Interior wall coating ) | j=lkm | 31 |  |  | 0
| ii) Seal on roof, water proof coating work | ,, |  |  |  | 0
| iii) Seal, long life exterior coating on plastered surface | ,, |  |  |  | 0
| iv) Water repellent on exposed bricks and stones | ,, |  | j=ld= | 0 | 0
45 | s'lbPsf] sf7sf] sfd tof/L |  |  |  |  | 0
| i) e¥ofËsf] /]lnË tyf afb{nL cflbdf s'FlbPsf] :yfgLo ;L;f} sf7sf] x'Ssf (2'-6"x3"x3") | uf]6f | 550 | uf]6f | 550 | 569.25
| ii) e¥ofËsf] /]lnË tyf afb{nL cflbdf s'FlbPsf] h+unL :k]zn ;L;f} sf7sf] x'Ssf (2'-6"x3"x3") | uf]6f | 600 | uf]6f | 600 | 621
| iii) e¥ofËsf] /]lnË tyf afb{nL cflbdf s'FlbPsf] ;L;f} sf7sf] x]08 /]n (3"x4") | /=lkm= | 500 | /=ld= | 1640 | 1697.4
| iv) e¥ofËsf] /]lnËsf] 3'Dg] 7fpFdf s'FlbPsf] ;L;f} sf7sf] uf]nf] x]08 /]n (3"x4") | uf]6f | 2200 | uf]6f | 2200 | 2277
| v) b]jL b]jtfsf] d'lt{ s'FlbPsf] $… b]lv %… nfdf] -#Æx *Æ_ ;fn sf7df 6'F8fn agfpg] sfd | ,, | 7000 | uf]6f | 7000 | 7245
| vi) b]jL b]jtfsf] d'lt{ s'FlbPsf] ^… b]lv &… nfdf] -#Æx *Æ_ ;fn sf7df 6'F8fn agfpg] sfd | ,, | 8000 | uf]6f | 8000 | 8280
| vii) ljleGg a'§f tyf b]jL b]jtfsf] d'lt{ s'FlbPsf] ;fn sf7sf] em\ofn 9f]sf agfpg] sfd -vfkfsf] df6fO{ $) ld=ld= b]lv %) ld=ld= ;Dd _ | j=lkm= | 1500 | j=ld= | 16140 | 16704.9
| viii) 3f]8fsf] cfs[lt ul/ s'FlbPsf] $Æx %Æ ;fOhsf] #… b]lv $… nfdf] ;fn sf7sf] tof/L 6'F8fn agfpg] sfd . | uf]6f | 3500 | uf]6f | 3500 | 3622.5
| ix) ;fdfGo k¦sf/sf] s'FlbPsf] ;fnsf] sf7sf] cfFvL em\ofn tof/L | j=lkm= | 500 | j=ld= | 5380 | 5568.3
| x) dWod k¦sf/sf] s'FlbPsf] ;fnsf] sf7sf] cfFvL em\ofn tof/L | j=lkm= | 700 | j=ld= | 7532 | 7795.62
| xi) ljz]if k¦sf/sf] s'FlbPsf] ;fnsf] sf7sf] cfFvL em\ofn tof/L | j=lkm= | 1500 | j=ld= | 16140 | 16704.9
| xii) #Æx !=%Æ ;fOhsf] ;fnsf] sf7sf] s'FlbPsf] knL tof/L ug]{ sfd | /=lkm= | 950 | /=ld= | 3116 | 3225.06
| xiii) sF'lbPsf] ljleGg a'§f /fvL agfPsf] ;fn sf7sf] $Æx %Æsf] sfg]{; lad cflb tof/L ug]{ sfo{ | /=lkm= | 600 | /=ld= | 1968 | 2036.88
| xiv) $Æx %Æsf] ;fn sf7sf] gfu a'§f sF'lb tof/L u/L h8fg ug]{ sfo{ | /=lkm= | 500 | /=ld= | 1640 | 1697.4
46 | k/Dk/fut lgdf{0f ;fdfu¦Lx? M– |  |  |  |  | 0
| !_ blr ckf 7"nf] *Æ×@–#÷*Æ×%Æ | uf]6f | 15 | uf]6f | 15 | 15.52
| @_ blr ckf ;fgf] *#÷*Æ×@–!÷*Æ×$–!÷$Æ | ,, | 15 | uf]6f | 15 | 15.52
| #_ blrckf 7"nf]sf] s'+ | ,, | 20 | uf]6f | 20 | 20.7
| $_ blrckf ;fgf]sf] s'F ckf | ,, | 20 | uf]6f | 20 | 20.7
| %_ dfF ckf 7'nf] *–&÷*Æ×@–!÷$Æ×%–#÷$Æ | ,, | 7 | uf]6f | 7 | 7.24
| ^_ dfF ckf 7'nf] 241x60x158 mm | ,, | 7 | uf]6f | 7 | 7.24
| &_ df ckf ;fgf] *–#÷*Æ×@Æ×%Æ | ,, | 14 | uf]6f | 14 | 14.49
| *_ w'/L rfË 7"nf] (–#÷*Æ%–!÷@Æ×#÷$ | ,, | 6.5 | uf]6f | 6.5 | 6.72
| (_ w'/L 230x295x25 mm | ,, | 50 | uf]6f | 50 | 51.75
| !)_ w'/L rfFË ;fgf] | ,, | 5.5 | uf]6f | 5.5 | 5.69
| !!_ lemu6L gofF *–#÷$Æ×$Æ | uf]6f | 7 | uf]6f | 7 | 7.24
| !@_ lemu+6L k"/fgf] | uf]6f | 3 | uf]6f | 3 | 3.1
| !#_ 9's' | uf]6f | 35 | uf]6f | 35 | 36.22
| !$_ sf]k' 7"nf] | ,, |  | uf]6f |  | 0
| !%_ sf]]k" ;fgf] | ,, |  | uf]6f |  | 0
| !^_ uf]+urf |  |  | uf]6f |  | 0
| s_;fgf | ,, | 100 | uf]6f | 100 | 103.5
| v_7'nf] | ,, | 200 | uf]6f | 200 | 207
| !&_ k]6Lsf]nflu 9'Ëf |  |  |  |  | 0
| s_ !*Æ×!)Æ×%Æ | ,, |  |  |  | 0
| Vf_ !*Æ×!)Æ×$Æ |  | 600 |  |  | 0
| !*_ gfuf]n O{6f | uf]6f | 17 | uf]6f | 17 | 17.59
| !(_ Nxf]x ckf !%Æ×(Æ×#Æ | ,, |  | uf]6f |  | 0
| @)_ kmMNxf]x ckf 7'nf] 375x225x100mm | ,, | 150 | uf]6f | 150 | 155.25
| @!_ kmMNxf]x ckf ;fgf] 254x229x102mm | ,, | 125 | uf]6f | 125 | 129.37
| @@_ tLgs'g} t]lnof O{+6f -(Æ×(Æ×@–!÷$Æ | ,, | 12 | uf]6f | 12 | 12.42
| @#_ tLgs'g} t]lnof O{+6f -^Æ×^Æ×@–!÷$Æ | ,, | 9 | uf]6f | 9 | 9.31
| @$_ rf/s'g} t]lnof O{+6f -*Æ×*Æ | ,, | 17 | uf]6f | 17 | 17.59
| @%_ t]lnof O{+6f -^Æ×^Æ | ,, | 12 | uf]6f | 12 | 12.42
| @^_ a'§]bf/L slg{z O6f -sfzLdf]x?_ | ,, | 25 | uf]6f | 25 | 25.87
| @&_ a'§]bf/L slg{z O6f s'gf | ,, | 37 | uf]6f | 37 | 38.29
| @*_ a'§]bf/L slg{z O6f 7"nf] 222x273x76mm | ,, | 150 | uf]6f | 150 | 155.25
| @(_ ‰ofn dflysf] slg{z O{6f a'§]bf/L | ,, | 30 | uf]6f | 30 | 31.05
| #)_ sf7sf] slg{z dflysf] O6f !!×^×@=%Æ | ,, | 50 | uf]6f | 50 | 51.75
| #!_ sg{/ :6f]g M !)Æ×!)Æ×!$Æ] | ,, | 1400 | uf]6f | 1400 | 1449
| #@_ s_ ljrsf] GofxfsNxF !)Æ×&Æ×!$Æ | ,, | 950 | uf]6f | 950 | 983.25
| ##_ gfuf]n 9'Ëf !*Æ×!)Æ×% | ,, | 700 | uf]6f | 700 | 724.5
| #$_ ef} Kjf | uf]6f | 200 | uf]6f | 200 | 207
| #%_ tfdf kftf | s]lh | 850 | s]lh | 850 | 879.75
| #^_ lkQn kftf | s]lh | 900 | s]lh | 900 | 931.5
| #&_ kf/f] | Tff]nf | 40 |  | 40 | 41.4
| #*_ ;"ls{ O6f s'l6 w'nf] agfPsf] . | 6g | 2000 | 6g | 2000 | 2070
| #(_ Wind bell xjf 306L $Æ | uf]6f | 412 | uf]6f | 412 | 426.42
| $)_ Snake body brick traditional | uf]6f | 22 | uf]6f | 22 | 22.77
| $!_ Snake neck brick ,, | uf]6f | 65 | uf]6f | 65 | 67.27
| $@_ Snake head brick ,, | uf]6f | 128 | uf]6f | 128 | 132.48
| $#_ Yellow mud (clay) for roofing/B/W | 3=dL= |  | 3=dL= | 1000 | 1035
| $$_ Lime for traditional work | s]lh |  | s]lh | 0 | 0
47 | UPVC Profile Door and Window/ Wall partition |  |  |  |  | 0
| Supplying and installation of UPVC Profile Sliding Window frame 80x50 mm white colour, sliding window sash 55x36 mm with galvanized steel reinforcement of 1.5 mm, 5 mm thick clear glass, insect net, patented standard hardware like: rollers, gaskets,brush |  |  |  |  | 0
| i) Single glazing |  |  |  |  | 0
| a) Two slider sliding window | Sqm |  | j=ld= | 0 | 0
| b) ,, ,, ,, ,, with centre fixed | ,, |  | j=ld= | 0 | 0
| c) ,, ,, ,, ,, with bottom fixed | ,, |  | j=ld= | 0 | 0
| d) ,, ,, ,, ,, with centre & bottom fixed | ,, |  | j=ld= | 0 | 0
| e) ,, ,, ,, ,, with top & bottom fixed | ,, |  | j=ld= | 0 | 0
| f) ,, ,, ,, ,, with centre, top & bottom fixed | ,, |  | j=ld= | 0 | 0
| g) Vertical sliding | ,, |  | j=ld= | 0 | 0
| ii) Double glazing |  |  |  |  | 0
| a) Two slider sliding window | Sqm |  | j=ld= | 0 | 0
| b) ,, ,, ,, ,, with centre fixed | ,, |  | j=ld= | 0 | 0
| c) ,, ,, ,, ,, with bottom fixed | ,, |  | j=ld= | 0 | 0
| d) ,, ,, ,, ,, with centre & bottom fixed | ,, |  | j=ld= | 0 | 0
| e) ,, ,, ,, ,, with top & bottom fixed | ,, |  | j=ld= | 0 | 0
| f) ,, ,, ,, ,, with centre, top & bottom fixed | ,, |  | j=ld= | 0 | 0
| g) Vertical sliding | ,, |  | j=ld= | 0 | 0
| Supplying and installation of UPVC Profile Sliding Door frame 80x50 mm white colour, sliding window sash 66x36 mm with galvanized steel reinforcement of 1.5 mm, 5 mm thick clear glass, insect net, patented standard hardware like: rollers, gaskets,brush se |  |  |  |  | 0
| i) Single glazing |  |  |  |  | 0
| a) Balcony sliding door | Sqm | 7995 | j=ld= | 7995 | 8274.82
| b) Sliding door | ,, | 7995 | j=ld= | 7995 | 8274.82
| ii) Double glazing |  |  |  | 0 | 0
| a) Balcony sliding door | Sqm | 9745 | j=ld= | 9745 | 10086.07
| b) Sliding door | ,, | 9745 | j=ld= | 9745 | 10086.07
| Supplying and installation of UPVC Profile Casement Window frame 60x60 mm , Casement window sash 78x60 mm, Casement window mullion 72x60 mm white colour with galvanized steel reinforcement of 1.5 mm, 5 mm thick clear glass, insect net, patented standard h |  |  |  |  | 0
| i) Single glazing |  |  |  |  | 0
| a) Single casement | Sqm | 8470 | j=ld= | 8470 | 8766.45
| b) Top hung window with bottom fixed | ,, | 8470 | j=ld= | 8470 | 8766.45
| c) Single casement with bottom fixed | ,, | 8470 | j=ld= | 8470 | 8766.45
| d) Double casement with bottom fixed | ,, | 8470 | j=ld= | 8470 | 8766.45
| e) Double casement window | ,, | 8470 | j=ld= | 8470 | 8766.45
| f) ,, ,, ,, with centre fixed | ,, | 8470 | j=ld= | 8470 | 8766.45
| g) ,, ,, ,, with centre & bottom fixed | ,, | 8470 | j=ld= | 8470 | 8766.45
| h) Single casement window with side fixed | ,, | 8470 | j=ld= | 8470 | 8766.45
| ii) Double glazing |  |  |  |  | 0
| a) Single casement | Sqm | 10200 | j=ld= | 10200 | 10557
| b) Top hung window with bottom fixed | ,, | 10200 | j=ld= | 10200 | 10557
| c) Single casement with bottom fixed | ,, | 10200 | j=ld= | 10200 | 10557
| d) Double casement with bottom fixed | ,, | 10200 | j=ld= | 10200 | 10557
| e) Double casement window | ,, | 10200 | j=ld= | 10200 | 10557
| f) ,, ,, ,, with centre fixed | ,, | 10200 | j=ld= | 10200 | 10557
| g) ,, ,, ,, with centre & bottom fixed | ,, | 10200 | j=ld= | 10200 | 10557
| h) Single casement window with side fixed | ,, | 10200 | j=ld= | 10200 | 10557
| Supplying and installation of UPVC Profile Casement Door frame 60x60 mm , Casement door sash 104x60 mm, Casement window mullion 72x60 mm, door panel 100x25 mm white colour with galvanized steel reinforcement of 1.5 mm, 5 mm thick clear glass, insect net, |  |  |  |  | 0
| i) Single glazing |  |  |  |  | 0
| Casement door with half glass & panel | Sqm | 8750 | j=ld= | 8750 | 9056.25
| Full glass casement door | ,, | 8750 | j=ld= | 8750 | 9056.25
| Casement door with half glass & laminated board | ,, | 8750 | j=ld= | 8750 | 9056.25
| Full panel casement door | ,, | 8750 | j=ld= | 8750 | 9056.25
| Full board casement door | ,, | 8750 | j=ld= | 8750 | 9056.25
| Double swing casement door with half glass & panel | ,, | 8750 | j=ld= | 8750 | 9056.25
| Double swing casement door with full glass | ,, | 8750 | j=ld= | 8750 | 9056.25
| Double swing casement door with half glass & laminated particle board | ,, | 8750 | j=ld= | 8750 | 9056.25
| Full panel double swing casement door | ,, | 8750 | j=ld= | 8750 | 9056.25
| Full laminated particle board double swing casement door | ,, | 8750 | j=ld= | 8750 | 9056.25
| i) Double glazing |  |  |  |  | 0
| Casement door with half glass & panel | Sqm | 10835 | j=ld= | 10835 | 11214.22
| Full glass casement door | ,, | 10835 | j=ld= | 10835 | 11214.22
| Casement door with half glass & laminated board | ,, | 10835 | j=ld= | 10835 | 11214.22
| Full panel casement door | ,, | 10835 | j=ld= | 10835 | 11214.22
| Full board casement door | ,, | 10835 | j=ld= | 10835 | 11214.22
| Double swing casement door with half glass & panel | ,, | 10835 | j=ld= | 10835 | 11214.22
| Double swing casement door with full glass | ,, | 10835 | j=ld= | 10835 | 11214.22
| Double swing casement door with half glass & laminated particle board | ,, | 10835 | j=ld= | 10835 | 11214.22
| Full panel double swing casement door | ,, | 10835 | j=ld= | 10835 | 11214.22
| Full laminated particle board double swing casement door | ,, | 10835 | j=ld= | 10835 | 11214.22
| Supplying and installation of UPVC Bay Window frame 60x60 mm , Casement window sash 78x60 mm, sliding window sash 55x36 mm, corner connector 41x23 mm white colour with galvanized steel reinforcement of 1.5 mm, 5 mm thick clear glass, insect net, patented |  |  |  |  | 0
| i) Single glazing |  |  |  |  | 0
| Bay window centre sliding | Sqm | 7855 | j=ld= | 7855 | 8129.92
| Bay window side sliding | ,, | 7855 | j=ld= | 7855 | 8129.92
| Bay window with top hung | ,, | 7855 | j=ld= | 7855 | 8129.92
| Bay window side casement window | ,, | 7855 | j=ld= | 7855 | 8129.92
| ii) Double glazing |  |  |  |  | 0
| Bay window centre sliding | Sqm | 9015 | j=ld= | 9015 | 9330.52
| Bay window side sliding | ,, | 9015 | j=ld= | 9015 | 9330.52
| Bay window with top hung | ,, | 9015 | j=ld= | 9015 | 9330.52
| Bay window side casement window | ,, | 9015 | j=ld= | 9015 | 9330.52
| Supplying and installation of UPVC Partition frame 60x60 mm with 5 mm thick clear glass or with 9 mm thick both side laminated particle board all complete with all accessorie as per specification of Korean Standard. |  |  |  |  | 0
| i) Single glazing |  |  |  |  | 0
| Full glass partition | Sqm | 5510 | j=ld= | 5510 | 5702.85
| Full partition with half glass and laminated particle board | ,, | 5510 | j=ld= | 5510 | 5702.85
| Full ht. partition with top and bottom laminated particle board and centre with glass | ,, | 5510 | j=ld= | 5510 | 5702.85
| Full ht. partition with top and bottom laminated particle board | ,, | 5510 | j=ld= | 5510 | 5702.85
| Alternative Profile Company sf] UPVC sf]] ‰ofn, 9f]sf tyf wall partition sf lgdf{0f ;fdfu¦Lx? (Certified by ISO 9001-2000, ISO 14001:2004, ISO 527-2:1993, ISO 178:2001, iec 60695-2-11:2001, ASTM D4226-00, 91/338/EEC) |  |  |  |  | 0
| UPVC Casement Window 60*60 mm White Colour With 5mm Glass | Sqm | 7203 | j=ld= | 7203 | 7455.1
| UPVC Double Glazing Casement Window 60*60 mm Frame White Colour With 5mm Glass | ,, | 9895 | j=ld= | 9895 | 10241.32
| UPVC Sliding Window With 50*80 mm White Colour And 5mm Glass With Aluminium Sliding Track | ,, | 6705 | j=ld= | 6705 | 6939.67
| UPVC Casement Window 60*60 mm Frame White Colour With 5mm Glass With UPVC Panel Luever Fixed | ,, | 6705 | j=ld= | 6705 | 6939.67
| UPVC Casement Window 60*60 mm Frame White Colour With 5mm Glass With Adjustable Glass Panel Luever | ,, | 6700 | j=ld= | 6700 | 6934.5
| UPVC Sliding Window With 50*80 mm White Colour With Aluminium Sliding Track And 5mm Glass With Adjustable Glass Panel Luever | ,, | 7100 | j=ld= | 7100 | 7348.5
| UPVC Sliding Window With 50*80 mm White Colour With Aluminium Sliding Track And 5mm Glass With Adjustable Glass Panel Luever | ,, | 6705 | j=ld= | 6705 | 6939.67
| UPVC Door 100mm*60mm White Colour With Top Glass 5mm And Bottom UPVC Panel | ,, | 6315 | j=ld= | 6315 | 6536.02
| UPVC Door 100mm*60mm White Colour With Top Glass 5mm Glass And Bottom 9mm Nepal Board | ,, | 6275 | j=ld= | 6275 | 6494.62
| UPVC Door 100mm*60mm White Colour With Top And Bottom UPVC Panel | ,, | 6575 | j=ld= | 6575 | 6805.12
| UPVC 60*60 mm Partition With Half Board 9mm And Other Half 5mm Glass | ,, | 5663 | j=ld= | 5663 | 5861.2
| UPVC 100mm*60mm Swing Door With Top 5mm Glass And Bottom UPVC Panel | ,, | 8050 | j=ld= | 8050 | 8331.75
48 | Aerocon/Rapicon prefab Panel for Partition wall |  |  |  |  | 0
| a) supply and erection with aerocon p5 wall partition. |  |  |  |  | 0
| 50mm th. , (600×3000)mm2 (12×10 ft. ) | j=lkm | 189.56 |  |  | 0
| 50mm th. , (600×2100)mm2(12×7 ft) | ,, |  |  |  | 0
| 50mm th. , (600×1800)mm2(12×6) ft | ,, |  |  |  | 0
| 50mm th. , (600×1500)mm2(12×5) ft | ,, |  |  |  | 0
| b)supply and erection with aerocon p5 wall partition |  |  |  |  | 0
| 40mm th. , (600×3000)mm2(12×10 ft ) | j=lkm | 157.44 |  |  | 0
| 40mm th. , (600×2100)mm2(12×7 ft) | ,, |  |  |  | 0
| 40mm th. , (600×1800)mm2(12×6) ft | ,, |  |  |  | 0
| 40mm th. , (600×1500)mm2(12×5) ft | ,, |  |  |  | 0
| c) supply and erection with aerocon p5 wall partition |  |  |  |  | 0
| 75 mm th. , (600×3000)mm2(12×10 ft) | j=lkm | 248.75 |  |  | 0
| 75 mm th. , (600×2100)mm2(12×7 ft) | ,, |  |  |  | 0
| 75 mm th. , (600×1800)mm2(12×6) ft | ,, |  |  |  | 0
| 75 mm th. , (600×1500)mm2(12×5) ft | ,, |  |  |  | 0
| Supply and fixing of aerocon prefab panel. 4ft to 5ft cubical partition etc. all complete. |  |  |  |  | 0
| 40mm th. , (600×3000)mm2(12×10 ft 9, 8 fit size ) | j=lkm |  |  |  | 0
| 40mm th. , (600×2100)mm2(12×7 ft) | ,, | 167.05 |  |  | 0
| 40mm th. , (600×1800)mm2(12×6) ft | ,, |  |  |  | 0
| 40mm th. , (600×1500)mm2(12×5) fit | ,, |  |  |  | 0
| Supply and fixing of Flex-O Board , False Ceiling Materials without framing and fitting charge etc. |  |  |  |  | 0
| 1220×610×6mm th, 100% water proof cement board for false ceiling purpose. | j=lkm |  |  |  | 0
| Supply and errection of aerocon/rapicon prefab panel in partition wall. |  |  |  |  | 0
| 75 mm thick | Sqft | 248.75 | j=ld= | 2676.55 | 2770.22
| 50 mm thick | Sqft | 189.56 | j=ld= | 2039.66 | 2111.04
| 40 mm thick | Sqft | 157.44 | j=ld= | 1694.05 | 1753.34
| Supply and fixing of aerocon/rapicon prefab panel cubical partition wall all complete. |  |  |  |  | 0
| 40 mm thick | Sqft | 167.05 | j=ld= | 1797.45 | 1860.36
| 6 mm thick Flex-O- Board (Water proof cement board) 6mm thick for false ceiling | Sqft | 32 | j=ld= | 344.32 | 356.37
49 | Slope, flat roof, sunken slab / basement df kfgL r'x]sf] :yfgdf Perma Construction Co – af6 pTkflbt lgdf{0f ;fdfu¦Lx?
Mention rates are including supplying of necessary chemicals, labour and applying as per manufacturer specifications or as per consultant's direction.
| Water proofing treatment by Injection and Pressure Grouting System using perma Grout 500 with mixing fresh gray cement slurry all complete. (slope roof, sunk slab, basement ) | j=lkm | 47 | j=ld= | 505.72 | 523.42
| Water proofing treatment by Perma Guard coating (Elastomoric Polymer Coating) all complete. (roof top, sunken slab, basement, terrace) | j=lkm | 51 | j=ld= | 548.76 | 567.96
| Water proofing treatment by using perma Shield / AR coating ( Semi Flexible Polymer Coating System) all Complete (roof top, sunk slab, basement) | j=lkm | 50 | j=ld= | 538 | 556.83
| Waterproofing treatment by Crystallization Process by applying two coats of perma Seal all complete. (watertank basement) | j=lkm | 51.25 | j=ld= | 551.45 | 570.75
| Providing and applying SBR Mortar on the RCC slab minor crack with making "V" shaped groove cutting and polymer coating of 1 ft wide area from groove all complete. | /=lkm | 200 | j=ld= | 2152 | 2227.32
| Major crack treatment on Rcc slab by Perma Polyseal | /=lkm | 400 | j=ld= | 4304 | 4454.64
| Providing and applying Perma treat or Perma clear seal (colorless solvent silicon based liquid) for water repellant on bricks, tiles from fungus and algae growth (exposed surface). | j=lkm | 21 | j=ld= | 225.96 | 233.86
| Expansion Joint Works: - Providing and chipping and plaster with mixing Perma Bond SBR modified mortar up to 40 mm wide on levelling all complete. Providing and laying thermacol in the hole, Providing masking tape on thermacol a | /=lkm | 1890 | /=ld= | 6199.2 | 6416.17
| Perma Clear seal coating | j=lkm |  |  |  | 0
| Supplying and applying perma or Beck Brand Self leveling Epoxy coating on floor 2mm thick as per specification all complete. (for pharmaceutical and hospitals floor) | j=lkm | 340 | j=ld= | 3658.4 | 3786.44
| Functional and High builds epoxy coating on floor 400 micron(for pharmaceutical and hospitals floor) | j=lkm | 160 | j=ld= | 1721.6 | 1781.85
| Decorative epoxy coating with perma plaster putty on celing and wall all complete 200 micron. (for pharmaceutical and hospitals floor) | j=lkm | 134 | j=ld= | 1441.84 | 1492.3
| Epoxy Coving | /=lkm |  | /=ld= | 0 | 0
| A) Floor to wall (for pharmaceutical and hospitals floor) | /=lkm | 120 |  |  | 0
| B) Ceiling to wall (for pharmaceutical and hospitals floor) | /=lkm |  |  |  | 0
| C) Wall to wall (for pharmaceutical and hospitals floor) | j=lkm |  |  |  | 0
| Providing and applying Dustban/Permise chemicals for Anti Termite Treatment all complete. | j=lkm | 39 | j=ld= | 419.64 | 434.32
| Providing and applying of Perma Wall Guard Coating ( for colorful flexi exterior waterproof coating) all complete | j=lkm | 39 | j=ld= | 419.64 | 434.32
| Providing and applying Water Proofing Membrane with mixing of bonding agent (Perma Bond SBR) fresh grey cement and fine sand paste for basement floor and wall , rooftop waterproofing as per specifications all complete | j=lkm | 122 | j=ld= | 1312.72 | 1358.66
50 | Water proofing & add Concrete mixture (BASF) |  |  |  |  | 0
| Poly propylene polymer compound waterprofing membrane (PPPCWM)series 115,400 grades (400 grams/ Sqm..)for basement . Shear wall, tunnels, top roof, terrace gradening. | j=lkm |  | j=ld= | 0 | 0
| BASF Waterproofing protection tretment with application of polyurethane floor epoxy coating system(Two coats) of Mastertop TC-467-C over the mosaic / Marble finishing floor topping. | j=lkm |  | j=ld= | 0 | 0
| BASF (Inland coating) Waterproofing protection tretment with 100% Synthetic Rubber coating system of RC 2000/2200 thermally stable and resists cracking and peeling due to weather extremes and ultra violent exposer : for concrete / metallic roof surfaces a | j=lkm |  | j=ld= | 0 | 0
| BASF Waterproofing protection tretment and sealing of building expansion joint /construction joint with hiugh performance flexible tape Masterflex-3000: for all types of wide expantion joint specially for irregular building expantion/ construction join | /=ld= |  | /=ld= | 0 | 0
| Epoxy bounding agentConcressive - 1414: Two component epoxy bonding agent old to new concrete | s]=hL= | 1450 | s]=hL= | 1450 | 1500.75
| BASF Concrete Admixtures |  |  |  |  | 0
| A) Rheobuild sp -1 :High range water reducing superplsticsizer for concrete | s]=hL= | 110 | s]=hL= | 110 | 113.85
| B) Rheobuild sp -1i : High range water reducing & retarding superplastisizer for ready mix concrete | s]=hL= |  | s]=hL= | 0 | 0
| C) Rheobuild sp -1100 High performance , range water reducing superplastisizer: | s]=hL= | 150 | s]=hL= | 150 | 155.25
| D) Glnium - sky 584:New Generation , Polycarboxylic Eather (PCE) baced superplastisiser for High grade ready mix concrete using total A performance control | s]=hL= | 390 | s]=hL= | 390 | 403.65
| E) Glnium - stream- 2: Viscosity modifying agent for producing self compacting , pumpable concrete | s]=hL= | 220 | s]=hL= | 220 | 227.7
51 | kfgL r'x]sf] :yfgdf water proofing ug{ OPAL – af6 pTkflbt lgdf{0f ;fdfu¦Lx? |  |  |  |  | 0
| Mention rates are including supplying of necessary chemicals, labour and applying as per manufacturer specifications or as per consultant's direction. |  |  |  |  | 0
| OPAL - KREET |  |  |  |  | 0
| It is a single component white liquid acrylic polymer admixture for water proofing, cementitious coating in slurry form as well as cement mortar form. It is to be mixed with cement/mortar for excellent water proof coating. | sq.ft | 35.4 | j=ld= | 380.9 | 394.23
| OPAL – GUARD |  |  |  |  | 0
| It is as polymer modified cementitious coating acrylic water proofing system for a varied number of applications in water proofing and corrosion control. This is two pack systems, which when applied after mixing, gives a flexible coating. Very effective h | sq.ft | 37.2 | j=ld= | 400.27 | 414.27
| OPAL – BOND REPAIR |  |  |  |  | 0
| It is a polymer, based on styrene-butadiene rubber, specially formulated for use with cement formulations. Highly recommended for structural rehabilitation, concrete repair etc. | sq.ft | 43.2 | j=ld= | 464.83 | 481.09
| OPAL – SEAL |  |  |  |  | 0
| An excellent admixture for water proofing sunken portions in buildings such as bath rooms, terraces etc. | sq.ft | 35 | j=ld= | 376.6 | 389.78
| OPAL – FEX |  |  |  |  | 0
| A very effective water proof polymer based coating for heavy duty jobs. Two coats are recommended with a fiber mesh layer in between, to enhance strength and bond. | sq.ft. | 36.6 | j=ld= | 393.81 | 407.59
| WAPCOT |  |  |  |  | 0
| A silicone based water repellant. It is to be sprayed on dry walls to check seepage, fungus growth, salt-peter actions etc. Remains effective over the years. | sq.ft | 13 | j=ld= | 139.88 | 144.77
| OPAL – GROUT |  |  |  |  | 0
| An excellent grouting material for injection grouting under pressure through nozzles using a 30 psi pump. Very effective in concrete /masonary works. | sq.ft | 35 | j=ld= | 376.6 | 389.78
| OPAL – PROOF: |  |  |  |  | 0
| It is a concrete/mortar admixture in liquid form that acts as a highly efficient plasticizer and water proofing compound. It conforms to IS:2645:1975 | ltr. | 300 | ln6/ | 300 | 310.5
| OPAL – XCEL |  |  |  |  | 0
| It is an organic based polymer in liquid form which acts as a plasticizer cum accelerator for concrete/mortar. Higher strength is achieved in a shorter time. It conform IS: 9103:1979 and ASTM C494. Excellent in winter or cold climate. | ltr | 250 | ln6/ | 250 | 258.75
| OPAL – PLASTMASTER |  |  |  |  | 0
| It is an additive for plaster of walls. Gives excellent workability and smooth finish. Check seepage of water/moisture. | ltr | 375 | ln6/ | 375 | 388.12
| OPAL – SP101 |  |  |  |  | 0
| It is a super plasticizer for concrete. It is a high range water reducing admixture for concrete. It is based on sulphonated naphthalene formaldehyde and is used for reducing the water to cement ratio, increasing compressive strength & producing free flow | ltr | 250 | ln6/ | 250 | 258.75
| OPAL – RETARDPLAST |  |  |  |  | 0
| It is modified sulphonated naphthalene formaldehyde plasticize-cum-retarder for concrete. It is a dark brown liquid. Water reducing up to 25% can be achieved. | Sq.ft. | 250 | j=ld= | 2690 | 2784.15
| OPAL – CEMCURE |  |  |  |  | 0
| It is water based emulsion to be applied by brush or spray on fresh concrete surface to remain water in concrete. Suitable for use where curing by water in not possible, or in hot climate. | ltr | 8.6 | ln6/ | 8.6 | 8.9
| OPAL – AE PLAST |  |  |  |  | 0
| An air entraining concrete admixture used for increasing crack resistance, frost resistance etc. | ltr | 400 | ln6/ | 400 | 414
| OPAL – TILEBOND LIQUID |  |  |  |  | 0
| A unique single component compound for fixing tiles, marbles, granite etc. on any plain surface (walls as well as floor). Highly economical and easy to use. A very thin coating is required. | ltr | 375 | ln6/ | 375 | 388.12
| OPAL – TILE MASTER |  |  |  |  | 0
| Liquid additive and bonding agent for water resistant cement mortar. It is specially formulated liquid polymer additive for use with cement and sand for form mortars having high bond strength and water proofing proportions for the laying of ceramic, mosai | ltr | 375 | ln6/ | 375 | 388.12
| OPAL – CONCOAT |  |  |  |  | 0
| Protective Coating for reinforced concrete. It is protective coating, which in extremely useful in increasing the life of reinforced cement concrete structures. It protects the RCC from CO2, oxygen, water and other damaging elements in the air. | Sq.ft. | 26 | j=ld= | 279.76 | 289.55
| OPAL JOINT SET |  |  |  |  | 0
| POLY - SULPHIDE SEALANT |  |  |  |  | 0
| It is a two pack poly sulphide base sealant with available grades. It provides strong and highly elastic sealant through cross linking process. Joint Set (G) gun applied for non – sag type for vertical and inclined expansion contraction joints and (P) pou | kg | 1500 | s]=hL= | 1500 | 1552.5
| OPAL JOINT SET PRIMER |  |  |  |  | 0
| It is a recommended for surface namely concrete, brick work, cement, gypsum board, natural and artificial stone, glass ceramics, anodized aluminium, timer and rigid PVC etc. | ltr | 1350 | ln6/ | 1350 | 1397.25
| OPAL RMP |  |  |  |  | 0
| ROAD MARKING PAINTS |  |  |  |  | 0
| Road marking paints are versatile for marking on the metalled and concrete surface of roads, air stripe etc. They are two type water based and sprit based white and golden yellow colour. | ltr | 375 | ln6/ | 375 | 388.12
52 | Aluminium Door & Windos |  |  |  |  | 0
| Mention rates are including supplying of necessary chemicals, materials,fittings, labours as per manufacturer's specifications all complete or as per consultant's direction. |  |  |  |  | 0
| Aluminum fixed panel window without ventilator from section. (88×38×1.30) mm and 5 mm glass. | j=lkm | 380 |  |  | 0
| Do but with ventilator from section (88×38×1.30) mm and 5 mm glass. | ,, | 425 |  |  | 0
| Aluminum sliding windows without ventilator from section (101×45×1.50) mm and 5 mm glass. | ,, | 319 |  |  | 0
| Do but with ventilator from section (101×45×1.50)mm and 5 mm glass. | ,, | 440 |  |  | 0
| Siding door with naturally anodized color section of (101×45×1.50)mm (40×45×1.5)mm & 5 mm glass. | ,, | 470 |  |  | 0
| Casement double panel aluminum windows with ventilation. Section size (54×33×1.50)mm, (38×34×1.50)mm & 5 mm glass. | ,, | 380 |  |  | 0
| Casement door of aluminum section in naturally anodized color. Section size (101×45×1.50) mm and 5 mm glass. | j=lkm | 470 |  |  | 0
| Swing door door of aluminum section in naturally anodized color. Section size (101×45×1.50) mm and 5 mm glass. | j=lkm | 470 |  |  | 0
| Siding windows 2 track in naturally anodized color section of (88×38×1.30)mm 5 mm glass. | j=lkm | 380 |  |  | 0
| Fixed windows & partitions with fixed ventilators from 9mm board and section (101×45×1.50)mm | j=lkm | 365 |  |  | 0
| b'O{÷tLg k}g]n ePsf] :nfOl8ª em\ofn -*%x%)X!=#) dL=dL=_ lzzf % dL=dL=;d]t ;fbf | j=lkm | 395 |  |  | 0
| b'O{÷tLg k}g]n ePsf] :nfOl8ª em\ofn -*%x%)X!=#) dL=dL=_ lzzf % dL=dL= hfnL vfkf ;d]t ePsf] . | j=lkm | 435 |  |  | 0
| b'O{÷tLg k}g]n ePsf] :nfOl8ª em\ofn lkmS; e]G6Ln];g ePsf] -*%x%)X!=#) dL=dL=_ lzzf % dL=dL= ;lxt -;fbf_ | j=lkm | 395 |  |  | 0
| b'O{÷tLg k}g]n ePsf] :nfOl8ª em\ofn lkmS; e]G6Ln];g ePsf] -*%x%)X!=#) dL=dL=_ lzzf % dL=dL= hfnL vfkf ;lxt ePsf] . | j=lkm | 435 |  |  | 0
| cfNd'lgod s};d]G6 em\ofn 6fOk–A -#&x#*=%)X!=&) dL=dL=_ | j=ld= |  |  |  | 0
| cfNd'lgod lkmS; e]G6Ln];g ;lxtsf] s};d]G6 em\ofn -#& x #*=%)X!=&) dL=dL=_ | j=ld= |  |  |  | 0
| cfNd'lgod s};d]G6 em\ofn 6fOk–B -$@=&) x #* X @=!@ dL=dL=_ | j=ld= |  |  |  | 0
| cfNd'lgod lkmS; e]G6Ln];g ;lxtsf] s};d]G6 em\ofn -$@=&) x #* X @=!@ dL=dL=_ | j=ld= |  |  |  | 0
| cfNd'lgodsf] tof/L 9f]sf b'O{ k}g]n ePsf] Hinge Door -&@=@) x %) X !=%) dL=dL=_ | j=ld= |  |  |  | 0
| cfNd'lgodsf] tof/L 9f]sf l;+un k}g]n ePsf] Hinge Door -&@=@) x %) X !=%) dL=dL=_ | j=ld= |  |  |  | 0
| cfNd'lgodsf] b'O{ k}g]n ePsf] Swing Door -!)!=^) x $$=%) X !=*) dL=dL=_ | j=ld= |  |  |  | 0
| cfNd'lgodsf] l;+un k}g]n ePsf] Swing Door -!)!=^) x $$=%) X !=*) dL=dL=_ | j=ld= |  |  |  | 0
| cfNd'lgodsf] Fixed Partition -*@=!) x %)=^) X !=#) dL=dL=_ | j=ld= |  |  |  | 0
| cfNd'lgodsf] Fixed Curtain -*@=!) x %)=^) X !=#) dL=dL=_ | j=ld= |  |  |  | 0
| cfNd'lgodsf] Structure Glazing -!!# x %) X @ dL=dL=_ | j=ld= |  |  |  | 0
| i) Aluminium fix panel at sliding windows of section (88 x38.1x1.1) | j=lkm |  | j=ld= | 0 | 0
| ii) Aluminium sliding window with fixed panels without fly mesh shutter of section (88 x38.1x1.1) | ,, |  | j=ld= | 0 | 0
| iii) Aluminium sliding door of section (101 x45x1.1) | ,, |  | j=ld= | 0 | 0
| iv) Aluminium casement windows of section (54 x38 x1.1) | ,, |  | j=ld= | 0 | 0
| v) Aluminium casement door of section (101 x45 x1.1) | ,, |  | j=ld= | 0 | 0
| vi) Aluminium swing door of section (101x45x1.1) | ,, |  | j=ld= | 0 | 0
| vii) Aluminium sliding windows of section (88 x38 x1.1) | ,, |  | j=ld= | 0 | 0
| viii) Aluminium partition with 5 mm thick glass and 9 mm thick laminated board of section (101 x45x1.1) | ,, | 500 | j=ld= | 5380 | 5568.3
| ixAluminium partition with 5 mm thick glass and 9 mm thick laminated board of section (64 x38x1.1) | ,, | 400 | j=ld= | 4304 | 4454.64
53 | M/F suspended ceiling with GYP. board for RCC ceiling. |  |  |  |  | 0
| a) Providing, fitting & fixing in position G.I. under frame using GYP steel-branded channel and fixing 9-12 mm th. GYP. board ( Or Boral Plaster Board) finishing of joints with compound tape all complete work | j=lkm |  |  |  | 0
| b) Do but for design ceiling | j=lkm |  |  |  | 0
| M/F suspended ceiling with MPL board for CGI roofing |  |  |  |  | 0
| a) Providing, fitting & fixing in position G.I under frame using GYP steel branded channel with 9-12 mm th. MPL (Moralized Polyester Laminated) board finishing of joints with compound tape all complete work | j=lkm |  |  |  | 0
| b) Do but for design ceiling | ,, |  |  |  | 0
| Dry wall partition with metal stud |  |  |  |  | 0
| Dry wall partition with metal stud providing, fixing, fitting G.I. under frame using GYP steel branded channel and 12.5 mm th . GYP board on both side finishing of joints with compound tape all complete, overall thickness 75 mm | j=lkm |  |  |  | 0
54 | Plaster of Parish (POP) cornice and molding making die, casting of cornice as per design and drawing including fixing in position using steel screws on resin glue finishing all complete. |  |  |  |  | 0
| a) POP Molding 1" to 1½" | /=ld | 210 | /=ld | 210 | 217.35
| b) Up to 5" wide | /=ld | 252 | /=ld | 252 | 260.82
| c) Up to 8" wide | /=ld | 347 | /=ld | 347 | 359.14
| d) Above 8" wide | /=ld | 142 | /=ld | 142 | 146.97
55 | Pressure Grouting |  |  |  |  | 0
| i) Providing material & applying pressure grouting on Rcc roof slab. | j=lkm | 35 | j=ld= | 376.6 | 389.78
| ii) Do but on basement | j=lkm= | 44 | j=ld= | 473.44 | 490.01
| iii) Providing material and applying pressure grouting on Rcc slab, basement and water tank 2 coats | ,, | 44 | j=ld= | 473.44 | 490.01
| iii) Do but sealing Rcc slab crack | j=lkm | 52 | j=ld= | 559.52 | 579.1
| iv) Do but Rcc column | Point | 325 | Point | 325 | 336.37
56 | Eradication of peepal & other plants |  |  |  |  | 0
| a) Stem up to 1" thickness | uf]6f | 369 | uf]6f | 369 | 381.91
| b) Stem up to 1"–2" thickness | Æ | 669 | uf]6f | 669 | 692.41
| c) Stem up to 2"–3" thickness | Æ | 1270 | uf]6f | 1270 | 1314.45
| d) Stem up to 3"–4" thickness | Æ | 1458 | uf]6f | 1458 | 1509.03
57 | Miscellaneous Item |  |  |  |  | 0
| Water proof of terrace & roof garden |  |  |  |  | 0
| Supplying and laying of 2 pack polymer modified cementious water proofing coatings (Acrocote) all complete. | j=dL= | 733 | j=dL= | 733 | 758.65
| Supplying and fixing of 8mm medium density fiber board of merhok fiter. Malaysian vertical wall paneling | j=lkm= |  |  |  | 0
| Structural strengthening and Retrofitting works using Carbonex fiber wrap including material, labour all complete | j=lkm= |  |  |  | 0
| Washable Wall Paper on cement wall with one coat of primer all complete. | j=lkm |  |  |  | 0
| !@=% dL=dL df]6fOsf] Perforated board sf] sfd | ,, |  |  |  | 0
| !@ dL=dL= df]6fOsf]] Soft board sf] sfd | ,, |  |  |  | 0
| Supplying and providing water proof treatment with poly magic treatment. Water membrane 3 kg/m2 including coating of surface with comfortable Multiplas polymer force application with 10cm. over lap all complete. | j=ld |  |  |  | 0
| Pabbles cladding work | j=dL= | 455 | j=dL= | 455 | 470.92
| rfOlgh O{6f, 9'Ëfsf] ufx¦f]df kfgL gl5g{] u/L treatment ug{] sfd . |  |  |  |  | 0
| i. Matt Finish | j=lkm |  |  |  | 0
| ii. Glossy Finish (rlDsnf] agfpg]) | Æ |  |  |  | 0
58 | Particle Board Partition wall |  |  |  |  | 0
| Double skin partition in wood frame of 3"×3" and 2"×2" with 4mm. thick Medium density particle board (one side laminate) both side cladding. | j=lkm= |  |  |  | 0
| Single skin partition in wood frame of 3"×3" and 3"×4" with 9mm (both side laminated) particle board fixed in middle all complete. | j=lkm= |  |  |  | 0
59 | Carbon Fibre UPVC Roofing Sheet |  |  |  |  | 0
| Poly Carbonate Sheet (6mm thick ) UV resistance. :sfO{nfO{6 k¦of]u ug{sf] nflu | j=lkm= |  |  |  | 0
| Carbon Fibre UPVC Roofing Sheet including the cost of material and labour fitting, fixing, all complete job |  |  |  |  | 0
| 3mm | Sqft | 123.36 | j=dL= | 1327.35 | 1373.8
| 2mm | Sqft |  | j=dL= | 0 | 0
60 | Ready made Door |  |  |  |  | 0
| 38 mm th. solid flush door (Both side teak ) | j=lkm | 215 |  |  | 0
| 38 mm th. solid flush door (One side teak) | ,, | 192 |  |  | 0
| Ready made Teak wood Doors (Seasoned and Poisoned treated ) ( excluding the cost of fitting, transportation, Painting) |  |  |  |  | 0
| Readymade door shutter Recon, ordinary (1 side teak) | Sqft |  | j=dL= | 0 | 0
| Readymade door shutter Recon, Special (1 side teak) | Sqft |  | j=dL= | 0 | 0
| If Oneside water proof ply fitting |  |  |  | 0 | 0
| Readymade door shutter Recon, ordinary (1 side teak) | Sqft |  | j=dL= | 0 | 0
| Readymade door shutter Recon, Special (1 side teak) | Sqft |  | j=dL= | 0 | 0
61 | d]lzgaf6 a'lgPsf, mechanically selvedged double Twist wire mesh sf] u]ljog jfs; |  |  |  |  | 0
| s_ MBG/10x12/3.0/3.9/2.4/ZN |  |  |  |  | 0
| !=%×!×)=%÷) | uf]6f | 1362 | uf]6f | 1362 | 1409.67
| @×!×0.%÷) | ,, | 1839 | uf]6f | 1839 | 1903.36
| #×!×)=%÷) | ,, | 2696 | uf]6f | 2696 | 2790.36
| $×!×=%÷) | ,, | 3554 | uf]6f | 3554 | 3678.39
| !=%×!×!÷) | ,, | 1980 | uf]6f | 1980 | 2049.3
| @×!×!÷! | ,, | 2696 | uf]6f | 2696 | 2790.36
| #×!×!÷@ | ,, | 3842 | uf]6f | 3842 | 3976.47
| $×!×!÷# | ,, | 4938 | uf]6f | 4938 | 5110.83
| v_ MBG/10x12/2.7/3.4/2.2/ZN |  |  |  |  | 0
| !=%×!×)=%) | uf]6f | 11203 | uf]6f | 11203 | 11595.1
| @×!×)=%) | ,, | 1504 | uf]6f | 1504 | 1556.64
| #×!×)=%) | ,, | 2202 | uf]6f | 2202 | 2279.07
| $×!×=%) | ,, | 2905 | uf]6f | 2905 | 3006.67
| !=%×!×! | ,, | 1604 | uf]6f | 1604 | 1660.14
| @×!×! | ,, | 2182 | uf]6f | 2182 | 2258.37
| #×!×! | ,, | 3110 | uf]6f | 3110 | 3218.85
| $×!×! | ,, | 4076 | uf]6f | 4076 | 4218.66
| u_ MJG/10x12/3.0/3.9/2.4/ZN |  |  |  |  | 0
| #×@×)=%) | uf]6f | 4620 | uf]6f | 4620 | 4781.7
| $×@×)=%) | ,, | 6020 | uf]6f | 6020 | 6230.7
| %×@×)=%) | ,, | 7280 | uf]6f | 7280 | 7534.8
| ^×@×=%) | ,, | 8680 | uf]6f | 8680 | 8983.8
| #×@×! | ,, | 6300 | uf]6f | 6300 | 6520.5
| $×@×! | ,, | 8187 | uf]6f | 8187 | 8473.54
| %×@×! | ,, | 9864 | uf]6f | 9864 | 10209.24
| ^×@×! | ,, | 11690 | uf]6f | 11690 | 12099.15
| 3_ MJG/10x12/2.7/3.4/2.2/ZN |  |  |  |  | 0
| #×@×)=%) | uf]6f | 3732 | uf]6f | 3732 | 3862.62
| $×@×)=%) | ,, | 4880 | uf]6f | 4880 | 5050.8
| %×@×)=%) | ,, | 5884 | uf]6f | 5884 | 6089.94
| ^×@×=%) | ,, | 6889 | uf]6f | 6889 | 7130.11
| #×@×! | ,, | 5167 | uf]6f | 5167 | 5347.84
| $×@×! | ,, | 6674 | uf]6f | 6674 | 6907.59
| %×@×! | ,, | 8253 | uf]6f | 8253 | 8541.85
| ^×@×! | ,, | 9830 | uf]6f | 9830 | 10174.05
| ª_ MRM/6x8/2.2/2.7/2.2/ZN |  |  |  |  | 0
| #×@×)=!& | uf]6f | 2642 | uf]6f | 2642 | 2734.47
| $×@×)=!& | ,, | 3463 | uf]6f | 3463 | 3584.2
| %×@×)=!& | ,, | 4286 | uf]6f | 4286 | 4436.01
| ^×@×)=!& | ,, | 5106 | uf]6f | 5106 | 5284.71
| #×@×)=@# | ,, | 2802 | uf]6f | 2802 | 2900.07
| $×@×)=@# | ,, | 3664 | uf]6f | 3664 | 3792.24
| %×@×)=@# | ,, | 4525 | uf]6f | 4525 | 4683.37
| ^×@×)=@# | ,, | 5388 | uf]6f | 5388 | 5576.58
| #×@×)=#) | ,, | 2994 | uf]6f | 2994 | 3098.79
| $×@×)=#) | ,, | 3904 | uf]6f | 3904 | 4040.64
| %×@×)=#) | ,, | 4812 | uf]6f | 4812 | 4980.42
| ^×@×)=#) | ,, | 5722 | uf]6f | 5722 | 5922.27
| r_ WMN/ZN |  |  |  |  | 0
| ^×*/@=@/@=& | j=ld= | 1910 | j=ld= | 1910 | 1976.85
| !)×!@/@=&/#=$ | ,, | 201 | j=ld= | 201 | 208.03
| !)×!@/#=)/#=( | ,, | 226 | j=ld= | 226 | 233.91
| 5_ WMN/ZN/PVC |  |  |  | 0 | 0
| ^×*/@=@/@=& | j=ld= | 304 | j=ld= | 304 | 314.64
| !)×!@/@=&/#=$ | ,, | 273 | j=ld= | 273 | 282.55
| Note: |  |  |  |  | 0
| MBG = Maccaferi Box Gabion |  |  |  |  | 0
| MJG = Maccaferi Jumbo Gabion |  |  |  |  | 0
| MRM = Maccaferi Reno Mettress |  |  |  |  | 0
| WMN = Wire Mesh Netting |  |  |  |  | 0
| 10x12/3.0/3.9/2.4/ZN = Mesh type/Mesh wire dia./Selvedge wire dia./Lacing wire dia./Type of coating |  |  |  |  | 0
| ZN = Heavy galvanized |  |  |  |  | 0
| PVC = PVC coated |  |  |  |  | 0
62 | Security System |  |  |  |  | 0
| Steel Security Gate supply Rainbow Elasto Company af6 Supply x'g] |  |  |  |  | 0
| Metal detector (black Scorpian Company) | uf]6f | 16500 | uf]6f | 16500 | 17077.5
| Walk through gate class 1 (,, ,, ,, ) | uf]6f | 382000 | uf]6f | 382000 | 395370
| Walk through gate class 2 (,, ,, ,, ) | uf]6f | 276000 | uf]6f | 276000 | 285660
| Walk through gate class 3 (,, ,, ,, ) | uf]6f | 215000 | uf]6f | 215000 | 222525
| Access Controller (Taiwanese ) | uf]6f | 28000 | uf]6f | 28000 | 28980
| Access Controller (Chainese ) | uf]6f | 13500 | uf]6f | 13500 | 13972.5
| Steel Security Door |  |  |  | 0 | 0
| Single leaf :- 50 mm, 70 mm, 100mm | Sqm | 8430 | j=ld= | 8430 | 8725.05
| Half leaf : - 50 mm, 70 mm, 100mm | Sqm | 9641 | j=ld= | 9641 | 9978.43
| Double leaf : - 50 mm, 70 mm, 100mm | Sqm | 10116 | j=ld= | 10116 | 10470.06
| Security System |  |  |  |  | 0
| i) Short range wireless intruder Alarm (including Host Unit-1, PIR moton detector-1, Door Sensor-1, Remote Controller -2) (3/ sDkfp08 ;'/Iff k¦lalw) | uf]6f | 33333 | uf]6f | 33333 | 34499.65
| ii)Long range distance wireless intruder Alarm system(including Host Unit-1, PIR moton detector-3, Remote Controller -2) (clkm; tyf Aofkfl/s ;'/Iff k¦lalw) | uf]6f | 89999 | uf]6f | 89999 | 93148.96
| iii) Access Controller with record using Card and Pin ( with 10 piece RFID Card.) | uf]6f | 20000 | uf]6f | 20000 | 20700
| iv) Access Controller without record using Card and Pin ( with 5 piece RFID Card.) | uf]6f | 12500 | uf]6f | 12500 | 12937.5
| v) Finger print access system with software | uf]6f | 35000 | uf]6f | 35000 | 36225
| vi) Securty from Panic Alarm | uf]6f | 35000 | uf]6f | 35000 | 36225
| vii) GPS (Global Positioning System) Device with software | uf]6f | 24999 | uf]6f | 24999 | 25873.96
| viii) Automatic motor operator for water mo pump (kfgL el/Pkl5 :jrflnt ?kdf on/off x'g] k¦0ffnL) |  |  |  |  | 0
| Up to 1/2 H.P. | uf]6f | 4000 | uf]6f | 4000 | 4140
| 1.0 H.P. | uf]6f | 5500 | uf]6f | 5500 | 5692.5
| 5 H.P. | uf]6f | 9000 | uf]6f | 9000 | 9315
63 | Equipment Hired Rate Based on DoR |  |  |  |  | 0
| a) Asphalt Plant* (Upto 10 ton) | Per hr. | 400 | 306f | 400 | 414
| b) Asphalt Plant* (40 ton/ hour) | ,, |  | 306f | 0 | 0
| c) Asphalt Paver | ,, | 1400 | 306f | 1400 | 1449
| d) Asphalt, Mixer (Bel mix) | ,, | 1000 | 306f | 1000 | 1035
| e) Broom Road, Towed | ,, | 260 | 306f | 260 | 269.1
| f) Boring Rig | ,, | 1200 | 306f | 1200 | 1242
| g) Air compressor 150 to 275 CPM | ,, | 250 | 306f | 250 | 258.75
| h) Crane Mobile 5 to 10 ton | ,, | 3100 | 306f | 3100 | 3208.5
| i) Crane Mobile (10+ to 15 ton) | ,, | 3500 | 306f | 3500 | 3622.5
| j) Crusher Stone (50 to 100HP) | ,, |  | 306f | 0 | 0
| k) Cutter Concrete | ,, | 250 | 306f | 250 | 258.75
| l) Dozer Wheel (150+ to 225 HP) | ,, |  | 306f | 0 | 0
| m) Dozer, Track (120 to 180 HP) | ,, |  | 306f | 0 | 0
| n) Dozer, Track (180+ to 240 H) | ,, |  | 306f | 0 | 0
| o) Bitumin Distributer (4 to 6 KL) | ,, | 1300 | 306f | 1300 | 1345.5
| p) Rock Drill (Engine) | ,, |  | 306f | 0 | 0
| q) Rock Drill (Pneumatic) | ,, | 130 | 306f | 130 | 134.55
| r) Mini Dumper (Upto 1CUM) | ,, | 550 | 306f | 550 | 569.25
| s) Mini Dumper (1 CUM+) | ,, |  | 306f | 0 | 0
| t) Excavator, Wheel (Upto 110 HP) | ,, |  | 306f | 0 | 0
| u) Excavator, Track (Upto 110 HP) | ,, | 1200 | 306f | 1200 | 1242
| v) Fork Lift Truck (Upto 2.5 ton) | ,, | 400 | 306f | 400 | 414
| w) Generator* (Upto 10 KVA) | ,, | 150 | 306f | 150 | 155.25
| x) Generator* (10+ to 30 KVA) | ,, | 150 | 306f | 150 | 155.25
| y) Generator* (250 KVA) | ,, |  | 306f | 0 | 0
| z) Generator* (420 KVA) | ,, |  | 306f | 0 | 0
| aa) Grador motor (80 to 145 HP) | ,, | 1600 | 306f | 1600 | 1656
| bb) Hopper Gritter | ,, |  | 306f | 0 | 0
| cc) Chips spreader tail gate mounted | ,, | 300 | 306f | 300 | 310.5
| dd) Bitumin heater (Upto 2 KL) | ,, | 1260 | 306f | 1260 | 1304.1
| ee) Loader, Wheel (1 to 1.75 CUM) | ,, | 1000 | 306f | 1000 | 1035
| ff) Loader, Wheel (!.75+ to 2.5 C) | ,, | 1500 | 306f | 1500 | 1552.5
| gg) Back Hoe Loader (Upto 85 HP) | ,, |  | 306f | 0 | 0
| hh) Mizer Concrete | ,, |  | 306f | 0 | 0
| ii) Maintainer (Upto 75 HP) | ,, |  | 306f | 0 | 0
| jj) Water Pump (Upto 4" DIA) | ,, | 150 | 306f | 150 | 155.25
| kk) Pile Driver* | ,, | 3000 | 306f | 3000 | 3105
| ll) Roller 3, Wheel (Upto 12 ton) | ,, | 500 | 306f | 500 | 517.5
| mm) Roller, Pneumatic (Upto 20 ton) | ,, | 1200 | 306f | 1200 | 1242
| nn) Roller, Vib Pedestrain (Upto 0.5 ton) | ,, | 400 | 306f | 400 | 414
| oo) Roller, Vib Sheep Foot (Upto 10 ton) | ,, | 700 | 306f | 700 | 724.5
| pp) Roller, Vib, Self Prop (Upto 3 ton) | ,, | 550 | 306f | 550 | 569.25
| qq) Roller, Vib, Self Prop (3 ton+) | ,, | 800 | 306f | 800 | 828
| rr) Roller, Vib, towed (Upto 7 ton) | ,, |  | 306f | 0 | 0
| ss) Spreader chips, Self propeeled | ,, | 1500 | 306f | 1500 | 1552.5
| tt) Sprayer, Emulsion (Upto 1 KL) | ,, | 260 | 306f | 260 | 269.1
| uu) Truck, Flat Bed/ Crane (Upto 7 ton) | ,, | 800 | 306f | 800 | 828
| vv) Truck, Flat Bed (Upto 159 HP) | ,, | 450 | 306f | 450 | 465.75
| ww) Truck, Tipper (Upto 159 HP) | ,, | 450 | 306f | 450 | 465.75
| xx) Truck Tipper (From 150 HP+) | ,, | 1100 | 306f | 1100 | 1138.5
| yy) Mini Truck | ,, | 300 | 306f | 300 | 310.5
| zz) Trailer, Tractor (10+ to 25 ton) | ,, | 2200 | 306f | 2200 | 2277
| aaa) Trailer, Tractor (25 ton+) | ,, | 2700 | 306f | 2700 | 2794.5
| bbb) Water Tanker (Upto 16 KL) | ,, |  | 306f | 0 | 0
| ccc) Trailer | ,, | 140 | 306f | 140 | 144.9
| ddd) Tractor (Upto 85 HP) | ,, | 300 | 306f | 300 | 310.5
| eee) Vibrator (Engine) | ,, | 120 | 306f | 120 | 124.2
| fff) Compactor, Hand Towed (Upto 200 Kg) | ,, |  | 306f | 0 | 0
| ggg) Compactor, Hand Towed (350 to 450 Kg) | ,, | 130 | 306f | 130 | 134.55
| hhh) Welking, Arc (10 to 30 KVA) | ,, | 1150 | 306f | 1150 | 1190.25
64 | Road furniture/goods/other materials from DoR |  |  |  |  | 0
| i) Retro-reflective traffic sign | Sqm | 21310 | j=ld= | 21310 | 22055.85
| ii) Painted traffic sign | ,, | 6242 | j=ld= | 6242 | 6460.47
| iii) Normal cats eye | no. | 1085 | uf]6f | 1085 | 1122.97
| iv) Solar power road stud | ,, | 4320 | uf]6f | 4320 | 4471.2
| v) Traffic signal (Circular or Arrow ) | ,, | 48212 | uf]6f | 48212 | 49899.42
| vi) Traffic signal control unit | ,, | 297716 | uf]6f | 297716 | 308136.06
| vii) Thermoplastic road paint | Kg. | 2480 | s]=lh= | 2480 | 2566.8
| viii) Glass bead | Kg. | 239 | s]=lh= | 239 | 247.36
| ix) Geo-textile | Sqm | 98 | j=ld= | 98 | 101.43
| x) Traffic Jacket | no. | 3000 | uf]6f | 3000 | 3105
| xi) Traffic cone | no. | 1500 | uf]6f | 1500 | 1552.5
| xii) Planting Board | Sqm | 500 | j=ld= | 500 | 517.5
| xiii) Traffic reflective signage (Price without stand pipe) | Sqm | 16415 | j=ld= | 16415 | 16989.52
| xiv) Super bond XS ( Anti-strpping agent) | Kg. | 600 | s]=lh= | 600 | 621
| xv) Special addittive CZ-500 | Kg. | 710 | s]=lh= | 710 | 734.85
65 | Bridge Materials |  |  |  | 0
| i) Structural Steel with Fabrication | Kg |  | s]=lh= | 0 | 0
| ii) Reinforcement Steel | Kg |  | s]=lh= |  | 0
| iii) Cutting and Bending | Kg |  | s]=lh= | 0 | 0
| iv) Φ 13 mm thimble | Pc | 50 | uf]6f | 50 | 51.75
| v) Φ 26 mm thimble | Pc | 220 | uf]6f | 220 | 227.7
| vi) Φ 32 mm thimble | Pc | 300 | uf]6f | 300 | 310.5
| vii) Φ 36 mm thimble | Pc | 730 | uf]6f | 730 | 755.55
| viii) Φ 40 mm thimble | Pc | 1050 | uf]6f | 1050 | 1086.75
| ix) Φ 13 mm Bulldog grip | Pc | 50 | uf]6f | 50 | 51.75
| x) Φ 26 mm Bulldog grip | Pc | 200 | uf]6f | 200 | 207
| xi) Φ 32 mm Bulldog grip | Pc | 270 | uf]6f | 270 | 279.45
| xii) Φ 36 mm Bulldog grip | Pc | 320 | uf]6f | 320 | 331.2
| xiii) Φ 40 mm Bulldog grip | Pc | 490 | uf]6f | 490 | 507.15
xiv) Steel wire Rope (Right hand ordinary lay,WSC wire strand core,Tensile strength of wire 1570 N/mm2, Performed, 'A' Heavy Galvanized coating Nondrying lubrication oil and prestretched
| a) Φ 13 mm Wire rope | m |  | /=ld= | 0 | 0
| b) Φ 26 mm Wire rope | m |  | /=ld= | 0 | 0
| c) Φ 32 mm Wire rope | m |  | /=ld= | 0 | 0
| d) Φ 36 mm Wire rope | m |  | /=ld= | 0 | 0
| e) Φ 40 mm Wire rope | m |  | /=ld= | 0 | 0
| xv) Wire mesh netting | m2 | 300 | j=ld= | 300 | 310.5
| xvi) Sign Board with Fittings (Size - 30cm X 6cm) | Pc | 6000 | uf]6f | 6000 | 6210
| xvii) Bolts, Nuts & Washers (Galvanised 4.6 grade) | Kg | 230 | s]=lh= | 230 | 238.05
| xviii) Hot Dip Galvanization | Kg |  | s]=lh= | 0 | 0
| xix) Truck Metalled Road | KgxKm |  |  | 0 | 0
| xx) Truck Non-Metalled Road | KgxKm |  |  | 0 | 0
| xxi) Coaltar | Lit |  | ln6/ | 0 | 0

## update Rate
sf&df*f}÷nlntk'/ lhNnfsf] cf=j=2069.070 sf] lgdf{)f ;fdfu¦Lsf] b//]^
l;=g+= | l/=g+= | tx÷lsl;d | PsfO{ | b/ k¦lt PsfO{ | b/ k¦lt PsfO{
1 | 1 | HofdL | hjfg | 375 | 375
2 | 2 | l;kfn' | hjfg | 525 | 525
3 | 2 | kDk ef++*f | #G^f | 150 | 150
4 | 3 | ejgsf] e"FO{+ sf]7fdf k'g{, ;f]lnËsf] Void filling ug{ k¦of]u ul/g] afn'jf | #=ld | 1129.92 | 1129.92
5 | 4 | vfgL÷vf]nf÷gbLsf] afn'jf (free from all kind of impurities as per mentioned in specification) | #=ld | 1659.57 | 1659.57
6 | 5 | v;¦f] afn'jf | #=ld | 1659.57 | 1659.57
7 | 6 | 1 g+= sf] O{^f lrDgL e§f_ | Ps | 7.5 | 7.5
8 | 7 | O{^f -d]l;g d]]*_ | Ps | 8.5 | 8.5
9 | 8 | Sn] ^fon -d]l;g d]]*_ | Ps | 6 | 6
10 | 9 | t]lnof O{^F | Ps | 12 | 12
11 | 10 | ^'qmf O{^f | #=ld | 1235.85 | 1235.85
12 | 11 | l;d]G^ | d]=^= | 14200 | 14200
13 | 12 | ;]tf] l;d]G^ | d]=^= | 23750 | 23750
14 | 13 | df^f] | #=ld | 220 | 220
15 | 14 | Ans :^f]g -vf]nfsf]_ | #=ld | 1483.02 | 1483.02
16 | 15 | j)* :^f]g -vf]nfsf]_ | #=ld | 1483.02 | 1483.02
17 | 16 | ('+ufsf] #"nf] | #=ld | 741.51 | 741.51
18 | 17 | s'+b]sf] ('+uf | #=ld | 1483.02 | 1483.02
19 | 17 | sfaf]{/)*d ('+uf | Ps | 58.26 | 58.26
20 | 18 | sfaf]{/)*d ('+uf | Ps | 58.26 | 58.26
21 | 19 | km\n]u:^f]g (+'uf 50 dL=dL= | a=ld | 860.8 | 860.8
22 | 20 | km\n]u:^f]g (+'uf25dL=dL=-1 O_;km]{; *¦]; | a=ld | 570.28 | 570.28
23 | 21 | km\n]u:^f]g (+'uf25dL=dL=-1 O_d]l;g s^L*0 | a=ld | 548.76 | 548.76
24 | 22 | km\n]u:^f]g (+'uf 62=5 dL=dL= ;km]{; *¦]; | a=ld | 936.12 | 936.12
25 | 23 | km\n]u:^f]g (+'uf-75dL=dL= | a=ld | 1151.32 | 1151.32
26 | 24 | km\n]u:^f]g (+'uf62=5-75dL=dL=d]l;g s^L*0 | a=ld | 1366.52 | 1366.52
27 | 25 | km\n]u:^f]g (+'uf 37=5 dL=dL= | a=ld | 667.12 | 667.12
28 | 26 | kmf]?jf ('+uf- vf]nfsf]_ | #=ld | 1483.02 | 1483.02
29 | 27 | kmf]?jf ('+uf-vfgLsf]_ | #=ld | 1483.02 | 1412.4
30 | 28 | 40 dL=dL= /f]*f | #=ld | 1836.12 | 1836.12
31 | 29 | 20 dL=dL= /f]*f | #=ld | 1906.74 | 1906.74
32 | 30 | 12 dL=dL= /f]*f | #=ld | 1730.19 | 1730.19
33 | 31 | 12=5 dL=dL= /f]*f | #=ld | 1730.19 | 1730.19
34 | 32 | 10 dL=dL= /f]*f | #=ld | 1730.19 | 1730.19
35 | 33 | dfj{n uf]bfj/L 60x60 ;]dL | a=ld | 860.8 | 860.8
36 | 34 | vfgL÷vf]nf÷u¦fe]n (free from all kind of impurities as per mentioned in specification) | #=ld | 1059.3 | 1059.3
37 | 35 | dfj{n lrK; 3 dL=dL= | #=ld | 5299.5 | 5299.5
38 | 36 | /fh:yfgL dfj{n 16 dL=dL= | a=ld | 1345 | 1345
39 | 37 | ^]/fhf] ^fOn 20 dL=dL= | a=ld | 538 | 538
40 | 38 | s¦]hL dfj{n | #=ld | 5649.6 | 5649.6
41 | 39 | ljleGg ;fOhsf] kmnfd] *)*L TOR | d]=^= | 80800 | 80800
42 | 40 | ljleGg ;fOhsf] kmnfd] *)*L TMT | d]=^= | 80800 | 80800
43 | 41 | ljleGg ;fOhsf] kmnfd] *)*L | d]=^= | 80800 | 80800
44 | 42 | ljleGg ;fOhsf] kmnfd] *)*L | s]=hL | 80.8 | 80.8
45 | 43 | lh=cfO{ afWg] tf/ | s]=hL | 93.86 | 93.86
46 | 44 | lh=cfO{ jfo/ d]z 24 u]h -d:So"^f] k¦'km_ | a=ld | 105 | 105
47 | 45 | alkm{ hfnL | a=ld | 150 | 150
48 | 46 | s'v'/] hfln | a=ld | 66 | 66
49 | 47 | sf& ;fnsf] -8kmL^ ;Ddsf]]_ | #=ld | 120054 | 120054
50 | 48 | ;Nnf] s' sf& | #=ld | 27365.25 | 27365.25
51 | 49 | :yfgLo s' sf& | #=ld | 49434 | 33721.05
52 | 50 | sf& ;fnsf] -8kmL^eGbf dflysf]_ | #=ld | 126056.7 | 126056.7
53 | 51 | kmNofs hfd'g -1Æ afSnf]_ | a=ld | 1255.33 | 1255.33
54 | 52 | tf/ lsnf | Ps a^^f | 40 | 40
55 | 53 | lsnf | s]=hL | 99 | 99
56 | 54 | k]r lsnf( Steel Screw nail 35mm) | Ps | 1.87 | 1.87
57 | 55 | xf]N*kmf:^ k¦lt s]=hL= 7 j^f | Ps | 15.71 | 15.71
58 | 56 | sAhf 100 dL=dL= | Ps | 26 | 26
59 | 57 | sAhf 75 dL=dL= | Ps | 14 | 14
60 | 58 | %]l:sgL 100 dL=dL= | Ps | 35 | 35
61 | 59 | %]l:sgL 150 dL=dL= | Ps | 59 | 59
62 | 60 | %]l:sgL 300 dL=dL= | Ps | 94 | 94
63 | 61 | nlsª ;]^ 300 dL=dL= | Ps | 1298 | 1298
64 | 62 | df]l^{; ns ;fwf/)f | Ps | 525 | 525
65 | 63 | sd{l;on KnfOp* 3=dL=dL= | a=ld | 156.02 | 156.02
66 |  | sd{l;on KnfOp* 4=dL=dL= | a=ld | 193.68 | 193.68
67 | 64 | sd{l;on KnfOp* 6 dL=dL= | a=ld | 317.42 | 317.42
68 | 65 | sd{l;on KnfOp* 8 dL=dL= | a=ld | 349.7 | 349.7
69 | 66 | sd{l;on KnfOp* 12 dL=dL= | a=ld | 521.86 | 521.86
70 | 67 | sd{l;on KnfOp* 19 dL=dL= | a=ld | 763.96 | 763.96
71 | 68 | jf^/ k¦'km KnfOp* 6 dL=dL= | a=ld | 451.92 | 451.92
72 | 69 | jf^/ k¦'km KnfOp* 8 dL=dL= | a=ld | 494.96 | 494.96
73 | 70 | jf^/ k¦'km KnfOp* 12 dL=dL= | a=ld | 624.08 | 624.08
74 | 71 | jf^/ k¦'km KnfOp* 19 dL=dL= | a=ld | 1022.2 | 1022.2
75 | 72 | ;g dfO{sf -4'X8'_ | a=ld | 131.13 | 131.13
76 | 73 | kmf]/ dfO{sf | a=ld | 645.6 | 645.6
77 | 74 | l^s KnfOp* 4 dL=dL= -Natural texure_ | a=ld | 624.08 | 624.08
78 | 75 | l^s KnfOp* 4 dL=dL= -Simple texure_ | a=ld | 306.66 | 306.66
79 | 76 | xf*{ jf]*{ | a=ld | 376.6 | 376.6
80 | 77 | kfl^{sn jf]*{ -nfldg]^]*_ (12mm thick) | a=ld | 902.65 | 902.65
81 | 78 | P]gf 3 dL=dL= | a=ld | 408.88 | 408.88
82 | 79 | P]gf 4 dL=dL= | a=ld | 516.48 | 516.48
83 | 80 | P]gf 5 dL=dL= | a=ld | 699.4 | 699.4
84 | 81 | P]gf 6 dL=dL= | a=ld | 807 | 807
85 | 82 | xfl)*n -:k]zn_ | Ps | 35 | 35
86 | 83 | xfl)*n ;fwf/)f | Ps | 24 | 24
87 | 84 | ^«; -cfO/g Anfs kfOk_ tof/ u/L h*fg ;d]t | s]=hL | 154 | 154
88 | 85 | kln{g -cfO/g AnfskfOk_ | s]=hL | 154 | 154
89 | 86 | l;=lh=cfO{=kftf 24 u]h 0.5mm | a=ld | 457.59 | 457.59
90 | 87 | l;=lh=cfO{=kftf 24 u]h 0.45mm | a=ld | 417.43 | 417.43
91 | 88 | l;=lh=cfO{=kftf 26 u]h 0.41mm | a=ld | 381.8 | 381.8
92 | 89 | l;=lh=cfO{=kftf 26 u]h 0.38mm | a=ld
93 | 90 | 24 u]h lh cfO Kn]gl;^ 0.5mm | a=ld | 404.63 | 404.63
94 |  | 24u]h lh cfO Kn]gl;^ 0.5mm(Width=2ft) | /=dL= | 246.36 | 246.36
95 | 91 | 24 u]h lh cfO Kn]gl;^ 0.45mm | a=ld | 367.49 | 367.49
96 |  | 24 u]h lh cfO Kn]gl;^ 0.45mm(Width=2ft) | /=dL= | 224.04 | 224.04
97 | 92 | 24 u]h sn/ Kn]gl;^-0=35 Pd=Pd_ | a=ld | 508.28 | 508.28
98 | 93 | 30 u]h Kn]gl;^ | a=ld | 165.43 | 165.43
99 | 94 | 30 u]h sn/ Kn]gl;^ | a=ld | 211.97 | 211.97
100 | 95 | 0=5 dL=dL Kn]g /+lug kftf -4'x 8'_ | a=ld | 485.3298 | 485.3298
101 |  | 0=5 dL=dL Kn]g /+lug kftf -rf}*fO{ 2 lkm^_ | /=dL= | 291.1979 | 291.1979
102 | 1 | 0=45 dL=dL Kn]g /+lug kftf -4'x 8'_ | a=ld | 447.8379 | 447.8379
103 |  | 0=45 dL=dL Kn]g /+lug kftf -rf}*fO{ 2 lkm^_ | /=dL= | 268.7028 | 268.7028
104 | 96 | Kn]g /+lug kftf 0=75 ld=ld | a=ld | 877.81 | 877.81
105 | 97 | sf]?u]^]* /+lug ss{t kftf 0=75 ld=ld | a=ld | 750.85 | 750.85
106 | 98 | Kn]g kftf 16 u]h -4' x 8'_ | a=ld | 850.71 | 850.71
107 | 99 | sf]?u]^]* /+lug ss{t kftf 0=5 ld=ld | a=ld | 548.05 | 548.05
108 | 100 | sf]?u]^]* /+lug ss{t kftf 0=52 ld=ld | a=ld | 566.6 | 566.6
109 | 101 | sf]?u]^]* /+lug ss{t kftf 0=45 ld=ld | a=ld | 507.94 | 507.94
110 | 102 | sf]?u]^]* /+lug ss{t kftf 0=41 ld=ld | a=ld | 471.3 | 471.3
111 | 103 | sf]?u]^]* jf Kn]g kmfO{j/ Unf; kftf 1=2 ld=ld
112 |  | Plain | a=ld | 1076 | 1076
113 |  | Corrugated | a=ld | 1237.4 | 1237.4
114 | 104 | sf]?u]^]* jf Kn]g kmfO{j/ Unf; kftf 2 ld=ld
115 |  | Plain | a=ld | 1829.2 | 1829.2
116 |  | Corrugated | a=ld | 2152 | 2152
117 | 105 | sf]?u]^]* jf Kn]g kmfO{j/ Unf; kftf 3 ld=ld | a=ld | 2474.8 | 2474.8
118 |  | Fiber Glass %fgfsf] nflu Alumunium strip (25 mm x 1.5 mm) | Ps | 55 | 55
119 |  | Fiber Glass %fgfsf] nflu Ribet nut | Ps | 5.5 | 5.5
120 |  | g^ jf]N^ %ffgfsf] nflu | Ps | 23 | 23
121 | 106 | g^ jf]N^ -1 s]=hL=df 6 j^F dfg]sf]_ | Ps | 22 | 22
122 | 107 | h] x's,o" x's-1 s]=hL=df 14 j^F dfg]sf]_ | Ps | 7.85 | 7.85
123 | 108 | lj^'ldg jf;/ | Ps | 3 | 3
124 | 109 | :n]^ | Ps | 290.52 | 290.52
125 | 110 | d]lzg d]* ^fon -%Fgf %fpg]_ | a=ld | 16 | 16
126 | 111 | kf]/l;lng Un]h ^Fon | a=ld | 624.08 | 624.08
127 | 112 | af]*/ ^fon 2"x8Æ | a=ld | 1614 | 1614
128 | 113 | d]lzg d]* w'/L | Ps | 28 | 28
129 | 114 | vfkf c*\ofpg] x's | Ps | 37 | 37
130 | 115 | sf&sf] lni^L 3.4 OGr ;fwf/)f | /=dL= | 39.36 | 39.36
131 | 116 | sf&sf] lni^L 3.4 OGr *]sf]/]l^e | /=dL= | 91.84 | 91.84
132 | 116 | 40 dL=dL= :qmo" | Ps | 1.87 | 1.87
133 | 117 | *f]/ :k¦Lªu ;fwf/)F | Ps | 157 | 157
134 | 118 | clV;*fOh/ Pl;* kfp*/ cShflns | s]=hL | 115 | 115
135 | 119 | d}g kfln; | s]=hL | 200 | 200
136 | 120 | tf/k]G^fO{g | s]=hL | 180 | 180
137 | 121 | r'gf /+uLg -sfrf] r'gf_ | s]=hL | 30 | 30
138 | 122 | /+uLg r'gf -ef/lto_ | s]=hL | 32 | 32
139 | 123 | ;]tf r'gf | s]=hL | 15 | 15
140 | 124 | ;'sL{(1mt=1200.00) | #=ld | 1121.49 | 1121.49
141 | 125 | e';f | s]=hL | 4.5 | 4.5
142 | 126 | uf]a/ | s]=hL | 4 | 4
143 | 127 | ud -df]ljsn÷km]ljsn_ | s]=hL | 220 | 220
144 | 128 | c:t/ -l;d]G^ k¦fOd/ ;]tf]_ | ln^/ | 225 | 225
145 | 129 | l*:^]Dk/ kfp*/ | s]=hL | 134.5 | 134.5
146 | 130 | tof/L l*:^]Dk/ -jf;]jn_ | ln^/ | 139 | 139
147 | 131 | l;d]G^ k]G^ | s]=hL | 50 | 50
148 | 132 | tof/L Ogfd]n k]G^ | ln^/ | 421 | 421
149 | 133 | k¦fOd/ k]G^ -p* k¦fOd/_ | ln^/ | 300 | 300
150 | 134 | *o'/fl;n k]]G^ | ln^/ | 182.92 | 182.92
151 | 135 | OdN;g k]G^ | ln^/ | 422 | 422
152 | 136 | Pk]S; | ln^/ | 530 | 530
153 | 137 | PNd'lgod k]G^ | ln^/ | 415 | 415
154 | 138 | u]? | s]=hL | 115 | 115
155 | 139 | /]* cS;fO* k]G^ | s]=hL | 220 | 220
156 | 140 | ^f^f '/]* cS;fO* k]G^ | s]=hL | 220 | 220
157 | 141 | vfS;L (Sand Paper) | q^f | 4 | 4
158 | 142 | lnG;L* cfO{n | ln^/ | 165 | 165
159 | 143 | afg]{; -tof/L afg]{; sd{l;on_ | ln^/ | 370 | 370
160 | 144 | cnsqf k]G^ (Black Japan) | s]=hL | 240 | 240
161 | 145 | cnsqf -?lkmª u¦]*_ | s]=hL | 90 | 90
162 | 146 | rk¦f | s]=hL | 770 | 770
163 | 147 | /fdltns | s]=hL | 47 | 47
164 | 148 | l:kl/^ | ln^/ | 99 | 99
165 | 149 | g]kfnL lyg/ | ln^/ | 140 | 140
166 | 150 | :gf]l;d | s]=hL | 50 | 50
167 | 151 | jf^/k¦'km sDkfp)* | s]=hL | 65 | 65
168 | 152 | bfp/f | s]=hL | 13 | 13
169 | 153 | kf]lnlyg lz^ 500 u]h | a=ld | 30 | 30
170 | 154 | ^f/km]N^ 1x20 dL= -cfO{=P;=cfO{= dfs{_ | /=dL= | 120 | 120
171 | 155 | kmnfd] lu¦n 3x20 dL=dL= -k¦lt jld 16=14 s]hL_ | a=ld | 1864.17 | 1864.17
172 | 156 | kmnfd] lu¦n 4=5x20 dL=dL=-k¦lt jld 21=50 s]hL_ | a=ld | 2483.25 | 2483.25
173 | 157 | kmnfd] lu¦n agfO{ hf]*g] | s]=hL | 115.5 | 115.5
174 | 158 | ljleGg k¦sf/sf] Rofgnx? | s]=hL | 78 | 78
175 | 159 | ljleGg ;fO{hsf]] cfO{ ljdx? | s]=hL | 79 | 79
176 | 160 | kmnfd] sf]nfK;Lan u]^ -h*Fg ;d]t_ | a=ld | 4379.32 | 4379.32
177 | 161 | kmnfd] u]^ 16 u]h -h*Fg ;d]t_ | a=ld | 5918 | 5918
178 | 162 | ;^/ 16.18 u]h -h*Fg ;d]t_ | a=ld | 3077.36 | 3077.36
179 | 163 | lh=cfO{= sf+(]tf/ -jf/ j]* jfo/ 7 dL= j/fj/ 1 s]]]hL dfg]sf]_ ldl*od | /=ld= | 13.24 | 13.24
180 | 164 | kmnfd] sf]nfK;Lan u]^ -h*Fg Hofnf_ | s]=hL | 38.5 | 38.5
181 |  | 1 Aluminium fixed panel window with Ventilation but without fly mesh shutter from section (88 x38.1x1.3)mm and 5mm glass. | a=ld | 4734.4 | 4734.4 | 1
182 | 165 | 2 Aluminium fixed panel window with Ventilation but with fly mesh shutter from section (88 x38.1x1.3)mm and 5mm glass. | a=ld | 5089.48 | 5089.48 | 2
183 | 166 | 3 Aluminium sliding window without Ventilator from section (101 x45x1.50)mm and 5mm glass. | a=ld | 4971.12 | 4971.12 | 3
184 | 167 | 4 Aluminium sliding window with Ventilator from section (101 x45x1.50)mm and 5mm glass. | a=ld | 5326.2 | 5326.2 | 4
185 | 168 | 5 Aluminium sliding door section (101 x45 x1.5)mm with sash 40x45x1.5mm and 5mm glass. | a=ld | 5562.92 | 5562.92 | 5
186 | 169 | 6 Casement double panel aluminum windows with Ventilation section of (54x33x1.5)mm with sash 38x34x1.5mm and 5mm glass. | a=ld | 4734.4 | 4734.4 | 6
187 | 170 | 7 Aluminium casement door section of (101 x45 x1.5)mm sash 40x45x1.5mm & 5mm glass. | a=ld | 5799.64 | 5799.64 | 7
188 |  | 8 Aluminium swing door section of (101 x45 x1.5)mm & 5mm glass. | a=ld | 5799.64 | 5799.64 | 8
189 | 171 | 9 Aluminium sliding window 2 track section of (88 x38x1.5)mm & 5mm glass. | a=ld | 4497.68 | 4497.68 | 9
189 | 172 | 10 Aluminium fixed window and partition with fixed ventilator from 9mm board and section (101 x45x1.5) | a=ld | 4497.68 | 4497.68 | 10
|  | 11 Aluminium partition with 5mm thick glass and 9mm thick laminated board of section (101 x45x1.1) | a=ld | 4497.68 | 4497.68 | 11
|  | 12 Aluminium partition with 5mm thick glass and 9mm thick laminated board of section (64 x38x1.1) | a=ld | 4260.96 | 4260.96 | 12
190 | 173 | s"lbPsf] ;fn sf&sf] (f]sf h*fg ;lxt ( Different type of God,Goddes statue-Thickness of shutter=40mm to 50mm) | a=ld | 16866.3 | 16866.3
191 | 174 | s"lbPsf] ;fn sf&sf] cflv em\ofn jf (f]sf h*fg ;lxt | a=ld | 5622.1 | 5622.1
192 | 175 | 50 dL=dL= uf]nfOsf] kmnfd] sfnf] kfO{ksf] k¦f]k -3=5 dL= nfdf]_ | Ps | 1540 | 1540
193 | 176 | 1" Square Pipe sf] Railing agfO ;fn l;;f}sf] xfG*/]n agfO{ h*fg ug]{ | Ps | 1345 | 1345
194 | 177 | 1" Square Pipe sf] Railing agfO 1.5 Aof;sf]sfnf] kfOksf xfG*/]n agfO{ h*fg ug]{ | Ps | 800 | 800
195 | 178 | #Æ x $Æ sf] lzzf} sf7sf] x\of08/]n | #=ld | 1640 | 1640
196 | 179 | Knf:^Ls km]N^ -20x1 dL= sf] /f]n_ | /=dL= | 112.5 | 112.5
197 | 180 | af; 18 b]lv 20 lkm^ nfdf] | Ps | 170 | 170
198 | 181 | #æ–$æ Jof;sf] Iron Black Pipedf PËn / kl§ /fvL v'8lsnf ;lxtsf] 3'Dg] e¥ofË (Spiral Staircase)tof/ u/L h8fg ;d]t -e¥ofªsf] gfkL ubf{ floor to floor height lng]_ | Ps | 7937.6 | 7937.6
199 | 182 | -!=$_ efusf] ld>0fsf] l;d]G6 d;nf tof/ ul/ v6 /flv !ÆjfSnf] Knfi6/df ?lkmª 6fOnsf] j'§f sf6\g] ;fdfg ;lxt -tof/L_ | a=ld | 550 | 550
200 | 183 | !Æ×#Æ ;fOhsf] -!=$_ efusf] ld>0fsf] d;nf tof/ ul/ v6 /flv jiff{bsf] kfgL k§L agfpg] sfd -tof/L_ | /=dL= | 66 | 66
201 | 184 | Knf:^/ ckm k]l/; 5 " rf}*f sfg]{; / df]*lnª ug{] | /=dL= | 277 | 277
202 | 185 | Knf:^/ ckm k]l/; 8 " rf}*f sfg]{; / df]*lnª ug{] | /=dL= | 382 | 382
203 | 186 | ljleGg k¦sf/sf] P+unx? | s]=hL | 77 | 77
204 | 187 | Knf:^/ ckm k]l/; | s]=hL | 19 | 19
205 | 188 | lhk jf]*{ ;fwf/)f | a=ld | 699.4 | 699.4
206 | 189 | lhk jf]*{ l*hfOg | a=ld | 1022.2 | 1022.2
207 | 190 | d]^fnfO{H* kf][ln:^/ jf]*{ kmN;l;ln+u -Kn]g_ | a=ld | 925.36 | 925.36
208 | 191 | d]^fnfO{H* kf][ln:^/ jf]*{ kmN;l;ln+u-l*hfOg_ | a=ld | 1054.48 | 1054.48
209 | 192 | lhk;d af]*{ jfn Kofglnª | a=ld | 785.48 | 785.48
210 | 193 | lhk;d af]*{af^ jfn kfl^{zg | a=ld | 1183.6 | 1183.6
211 | 194 | cfd{:6«f]Ë ldlg/n kmfOj/ af]8{ | a=ld | 1474.12 | 1474.12
212 | 195 | O{n]S6«f]d]l6«s jf6/ k¦'lkmË{ h8fg ;lxt) | a=ld | 516.48 | 516.48
213 | 196 | !) S.W.G.G. I. Chain Link @Æx@Æ sf] d]; ;fOh | a=ld | 226 | 226
214 | 198 | dfj{n #) x #) ;]=ld=;fO{h(classic) | a=ld | 559.52 | 559.52
215 | 199 | !^dL=dL=u¦]gfO{6 | a=ld | 2743.8 | 2743.8
216 | 200 | 12mmth. 100mmwide Parquet | a=ld | 420.66 | 420.66
217
218 |  | :6]gn]; :6Ln kfOk
219 | 207 | #÷$Æ Jof; ePsf] !^ u]h df]6fO{ | dL= | 172 | 172
220 | 208 | !Æ Jof; ePsf] !^ u]h df]6fO{ | dL= | 215 | 215
221 | 209 | ! !÷$Æ Jof; ePsf] !^ u]h df]6fO{ | dL= | 273 | 273
222 | 210 | ! !÷@Æ Jof; ePsf] !^ u]h df]6fO{ | dL= | 332 | 332
223 | 211 | @Æ Jof; ePsf] !^ u]h df]6fO{ | dL= | 449 | 449
224 |  | Wooden Parquet Flooring |  |  | 0
225 | 212 | Sisam wood 150mm*30mm*8mm | j=ld= | 1379.97 | 1379.97
226 | 213 | Wall panelling ( with wood frame) sisam wood. (75mm*16mm) | j=ld= | 4599.9 | 4599.9
227 |  | Heritage Wall Surface Texture (Interior and Exterior) including the cost supplying and fitting
228 | 214 | i) Heritage granular | j=ld= | 914.6 | 914.6
229 | 215 | ii) Heritage flakes | j=ld= | 1129.8 | 1129.8
230 | 216 | iii) Heritage granite finish | j=ld= | 1452.6 | 1452.6
231 | 217 | iv) Heritage roller coat, | j=ld= | 914.6 | 914.6
232 | 218 | v) Heritage Top coat (plastic lamination) | j=ld= | 236.72 | 236.72
233 |  | LG Floors Tiles
234 | 219 | L.G. Deluxe Tiles (300x300x2mm) | uf]6f | 67 | 67
235 | 220 | L.G. Deco Tiles (450x450x3mm) | uf]6f | 272 | 272
236 | 221 | L.G. Deco Wood (100x920x3mm) | uf]6f | 102 | 102
237 | 222 | Fittings for Tiles | j=ld= | 129.12 | 129.12
238 | 223 | Fittings for Tiles on stairs | j=ld= | 150.64 | 150.64
239 | 224 | Dendrite for tiles | ln= | 327 | 327
240 |  | Wall Paper
241 | 225 | Wall paper (10m.x 0.53m) | j=ld= | 226.41 | 226.41
242 | 226 | Fittings for wall paper | j=ld= | 75.32 | 75.32
243 | 227 | White glue for wall paper | ln= | 105 | 105
244 |  | s'lbPsf] sf7sf] sfd tof/L
245 | 228 | i) e¥ofËsf] /]lnË tyf afb{nL cflbdf s'FlbPsf] :yfgLo ;L;f} sf7sf] x'Ssf (2'-6"x3"x3") | uf]6f | 574.75 | 574.75
246 | 229 | ii) e¥ofËsf] /]lnË tyf afb{nL cflbdf s'FlbPsf] h+unL :k]zn ;L;f} sf7sf] x'Ssf (2'-6"x3"x3") | uf]6f | 627 | 627
247 | 230 | iii) e¥ofËsf] /]lnË tyf afb{nL cflbdf s'FlbPsf] ;L;f} sf7sf] x]08 /]n (3"x4") | /=ld= | 1713.8 | 1713.8 |  | 5621.264
248 | 231 | iv) e¥ofËsf] /]lnËsf] 3'Dg] 7fpFdf s'FlbPsf] ;L;f} sf7sf] uf]nf] x]08 /]n (3"x4") | uf]6f | 2299 | 2299
249 | 232 | v) b]jL b]jtfsf] d'lt{ s'FlbPsf] $… b]lv %… nfdf] -#Æx *Æ_ ;fn sf7df 6'F8fn agfpg] sfd | uf]6f | 7315 | 7315
250 | 233 | vi) b]jL b]jtfsf] d'lt{ s'FlbPsf] ^… b]lv &… nfdf] -#Æx *Æ_ ;fn sf7df 6'F8fn agfpg] sfd | uf]6f | 8360 | 8360
251 | 234 | vii) ljleGg a'§f tyf b]jL b]jtfsf] d'lt{ s'FlbPsf] ;fn sf7sf] em\ofn 9f]sf agfpg] sfd -vfkfsf] df6fO{ $) ld=ld= b]lv %) ld=ld= ;Dd _ | j=ld= | 16866.3 | 16866.3
252 | 235 | viii) 3f]8fsf] cfs[lt ul/ s'FlbPsf] $Æx %Æ ;fOhsf] #… b]lv $… nfdf] ;fn sf7sf] tof/L 6'F8fn agfpg] sfd . | uf]6f | 3657.5 | 3657.5
253 | 236 | ix) ;fdfGo k¦sf/sf] s'FlbPsf] ;fnsf] sf7sf] cfFvL em\ofn tof/L | j=ld= | 5622.1 | 5622.1
254 | 237 | x) dWod k¦sf/sf] s'FlbPsf] ;fnsf] sf7sf] cfFvL em\ofn tof/L | j=ld= | 7870.94 | 7870.94
255 | 238 | xi) ljz]if k¦sf/sf] s'FlbPsf] ;fnsf] sf7sf] cfFvL em\ofn tof/L | j=ld= | 16866.3 | 16866.3
256 | 239 | xii) #Æx !=%Æ ;fOhsf] ;fnsf] sf7sf] s'FlbPsf] knL tof/L ug]{ sfd | /=ld= | 1199.66 | 1199.66
257 | 240 | xiii) sF'lbPsf] ljleGg a'§f /fvL agfPsf] ;fn sf7sf] $Æx %Æsf] sfg]{; lad cflb tof/L ug]{ sfo{ | /=ld= | 2056.56 | 2056.56
258 | 241 | xiv) $Æx %Æsf] ;fn sf7sf] gfu a'§f sF'lb tof/L u/L h8fg ug]{ sfo{ | /=ld= | 1713.8 | 1713.8
259 |  | k/Dk/fut lgdf{0f ;fdfu¦Lx? M–
260 | 242 | !_ blr ckf 7"nf] *Æ×@–#÷*Æ×%Æ | uf]6f | 25 | 25
261 | 243 | @_ blr ckf ;fgf] *#÷*Æ×@–!÷*Æ×$–!÷$Æ | uf]6f | 20 | 20
262 | 244 | #_ blrckf 7"nf]sf] s'+ | uf]6f | 20 | 20
263 | 245 | $_ blrckf ;fgf]sf] s'F ckf | uf]6f | 20 | 20
264 | 246 | %_ dfF ckf 7'nf] *–&÷*Æ×@–!÷$Æ×%–#÷$Æ | uf]6f | 7 | 7
265 | 247 | ^_ dfF ckf 7'nf] 241x60x158 mm | uf]6f | 18 | 18
266 | 248 | &_ df ckf ;fgf] *–#÷*Æ×@Æ×%Æ | uf]6f | 13 | 13
267 | 249 | *_ w'/L rfË 7"nf] (–#÷*Æ%–!÷@Æ×#÷$ | uf]6f | 20 | 20
268 | 250 | (_ w'/L 230x295x25 mm | uf]6f | 50 | 50
269 | 251 | !)_ w'/L rfFË ;fgf] | uf]6f | 15 | 15
270 | 252 | !!_ lemu6L gofF *–#÷$Æ×$Æ | uf]6f | 10 | 10
271 | 253 | !@_ lemu+6L k"/fgf] | uf]6f | 3 | 3
272 | 254 | !#_ 9's' | uf]6f | 35 | 35
273 | 255 | !$_ sf]k' 7"nf] | uf]6f
274 | 256 | !%_ sf]]k" ;fgf] | uf]6f
275 | 257 | !^_ uf]+urf | uf]6f
276 | 258 | s_;fgf | uf]6f | 100 | 100
277 | 259 | v_7'nf] | uf]6f | 200 | 200
278 | 260 | !&_ k]6Lsf]nflu 9'Ëf
279 | 261 | s_ !*Æ×!)Æ×%Æ | uf]6f | 600 | 600
280 | 262 | Vf_ !*Æ×!)Æ×$Æ | uf]6f | 600 | 600
281 | 263 | !*_ gfuf]n O{6f | uf]6f | 17 | 17
282 | 264 | !(_ Nxf]x ckf !%Æ×(Æ×#Æ | uf]6f
283 | 265 | @)_ kmMNxf]x ckf 7'nf] 375x225x100mm | uf]6f | 150 | 150
284 | 266 | @!_ kmMNxf]x ckf ;fgf] 254x229x102mm | uf]6f | 125 | 125
285 | 267 | @@_ tLgs'g} t]lnof O{+6f -(Æ×(Æ×@–!÷$Æ | uf]6f | 12 | 12
286 | 268 | @#_ tLgs'g} t]lnof O{+6f -^Æ×^Æ×@–!÷$Æ | uf]6f | 9 | 9
287 | 269 | @$_ rf/s'g} t]lnof O{+6f -*Æ×*Æ | uf]6f | 17 | 17
288 | 270 | @%_ t]lnof O{+6f -^Æ×^Æ | uf]6f | 12 | 12
289 | 271 | @^_ a'§]bf/L slg{z O6f -sfzLdf]x?_ | uf]6f | 25 | 25
290 | 272 | @&_ a'§]bf/L slg{z O6f s'gf | uf]6f | 37 | 37
291 | 273 | @*_ a'§]bf/L slg{z O6f 7"nf] 222x273x76mm | uf]6f | 150 | 150
292 | 274 | @(_ ‰ofn dflysf] slg{z O{6f a'§]bf/L | uf]6f | 30 | 30
293 | 275 | #)_ sf7sf] slg{z dflysf] O6f !!×^×@=%Æ | uf]6f | 50 | 50
294 | 276 | #!_ sg{/ :6f]g M !)Æ×!)Æ×!$Æ] | uf]6f | 1400 | 1400
295 | 277 | #@_ s_ ljrsf] GofxfsNxF !)Æ×&Æ×!$Æ | uf]6f | 950 | 950
296 | 278 | ##_ gfuf]n 9'Ëf !*Æ×!)Æ×% | uf]6f | 700 | 700
297 | 279 | #$_ ef} Kjf | uf]6f | 200 | 200
298 | 280 | #%_ tfdf kftf | s]lh | 1100 | 1100
299 | 281 | #^_ lkQn kftf | s]lh | 750 | 750
300 | 282 | #&_ kf/f] | gram | 150 | 150
301 | 283 | #*_ ;"ls{ O6f s'l6 w'nf] agfPsf] . | 6g | 1200 | 1200
302 | 284 | #(_ Wind bell xjf 306L $Æ | uf]6f | 412 | 412
303 | 285 | $)_ Snake body brick traditional | uf]6f | 22 | 22
304 | 286 | $!_ Snake neck brick ,, | uf]6f | 65 | 65
305 | 287 | $@_ Snake head brick ,, | uf]6f | 128 | 128
306 | 288 | $#_ Yellow mud (clay) for roofing/B/W | 3=dL= | 1000 | 1000
307 | 289 | $$_ Lime for traditional work | s]lh | 16 | 16
308 |  | Iron Square Pipe/Black Pipe/Channel/ Angle/I-Beam/Black Sheet/MS Plate
309 | 290 | i) Iron Square Pipe | s]=hL | 71.5 | 71.5
310 | 291 | ii) ljleGg ;fOhsf] MS Angle | s]=hL | 77 | 77
311 | 292 | iii) ljleGg ;fOhsf] Black Pipe | s]=hL | 71.5 | 71.5
312 | 293 | iv) ljleGg ;fOhsf] Channel | s]=hL | 78 | 78
313 | 294 | v) ljleGg ;fOhsf] I-Beam | s]=hL | 79 | 79
314 | 295 | vi) ljleGg ;fOhsf] MS plate | s]=hL | 76 | 76
315 | 296 | vii) ljleGg ;fOhsf] MS Square solid bar up to 16mm | s]=hL | 77 | 77
316 | 297 | viii) ljleGg df]6fOsf] Black sheet | s]=hL | 72 | 72
317 |  | Ready made Teak wood Doors (Seasoned and Poisoned treated ) ( excluding the cost of fitting, transportation, Painting)
318 | 298 | Readymade door shutter Recon, ordinary (1 side teak) | j=dL= | 1506.4 | 1506.4
319 | 299 | Readymade door shutter Recon, Special (1 side teak) | j=dL= | 2044.4 | 2044.4
320 |  | If Oneside water proof ply fitting
321 | 300 | Readymade door shutter Recon, ordinary (1 side teak) | j=dL= | 1721.6 | 1721.6
322 | 301 | Readymade door shutter Recon, Special (1 side teak) | j=dL= | 2313.4 | 2313.4
323 | 302 | Carbon Fibre UPVC Roofing Sheet
324 |  | 3mm Carbon Fibre UPVC Roofing Sheet | j=dL= | 1076 | 1076
325 |  | 3mm Carbon Fibre UPVC Roofing Sheet including the cost of material and labour fitting, fixing, all complete job | j=dL= | 1508 | 1508
326 | 303 | 2mm | j=dL= | 1167.46 | 1167.46
327 |  | Pabbles cladding work | j=dL= | 455 | 455
328 |  | Aerocon/Rapicon prefab Panel for Partition wall
329 |  | Supply and errection of aerocon/rapicon prefab panel in partition wall.
330 | 304 | 75 mm thick | j=ld= | 2676.55 | 2676.55
331 | 305 | 50 mm thick | j=ld= | 2039.6656 | 2039.6656
332 | 306 | 40 mm thick | j=ld= | 1694.0544 | 1694.0544
333 |  | Supply and fixing of aerocon/rapicon prefab panel cubical partition wall all complete.
334 | 307 | 40 mm thick | j=ld= | 1797.458 | 1797.458
335 |  | 6 mm thick Flex-O- Board (Water proof cement board) 6mm thick for false ceiling | j=ld= | 344.32 | 344.32
336 |  | UPVC Profile Door and Window/ Wall partition
337 | 375 | UPVC Casement Window 60*60 mm White Colour With 5mm Glass | j=ld= | 7275 | 7275
338 | 376 | UPVC Single Door (frame 60X60mm, sash 60X 104mm) White Colour With Top Glass 5mm And Bottom UPVC Panel | j=ld= | 7975 | 7975
339 | 377 | UPVC Singl Door with full pannel (frame 60*60mm sash 60X100mm White Colour With Panel) | j=ld= | 8085 | 8085
340 | 378 | UPVC 110X64X9mm thick board and 5mm thick Partition With Half Board 9mm And Other Half 5mm Glass | j=ld= | 10051 | 10051
341 | 379 | UPVC 60*60mm white colour Swing Door With 5mm Glass Panel | j=ld= | 6531 | 6531
342 | 380 | UPVC sliding window with net (frame 50 X 80mm sash 58 X 36mm white colour with 5mm Glass) | j=ld= | 7005 | 7005
343 | 381 | UPVC sliding window without net (frame 60 X 60mm sash 66 X 42mm white colour with 5mm Glass) | j=ld= | 6470 | 6470
344 | 382 | UPVC sliding Door with net (frame 52 X 88mm sash 8 X 42mm white colour with 5mm Glass) | j=ld= | 8625 | 8625
345 | 383 | UPVC sliding Door without net (frame 60 X 60mm sash 88 X 40mm white colour with 5mm Glass) | j=ld= | 8355 | 8355
346 | 384 | UPVC Double Door (frame 60 X 60mm sash 60 X 140mm white colour with 5mm Glass) | j=ld= | 8085 | 8085
347 |  | Slope, flat roof, sunken slab / basement df kfgL r'x]sf] :yfgdf Perma Construction Co – af6 pTkflbt lgdf{0f ;fdfu¦Lx?
348 |  | Mention rates are including supplying of necessary chemicals, labour and applying as per manufacturer specifications or as per consultant's direction.
349 | 387 | Water proofing treatment by Injection and Pressure Grouting System using perma Grout 500 with mixing fresh gray cement slurry all complete. (slope roof, sunk slab, basement ) | j=ld= | 505.72 | 505.72
350 | 388 | Water proofing treatment by Perma Guard coating (Elastomoric Polymer Coating) all complete. (roof top, sunken slab, basement, terrace) | j=ld= | 548.76 | 548.76
351 | 389 | Water proofing treatment by using perma Shield / AR coating ( Semi Flexible Polymer Coating System) all Complete (roof top, sunk slab, basement) | j=ld= | 538 | 538
352 | 390 | Waterproofing treatment by Crystallization Process by applying two coats of perma Seal all complete. (watertank basement) | j=ld= | 551.45 | 551.45
353 | 391 | Providing and applying SBR Mortar on the RCC slab minor crack with making "V" shaped groove cutting and polymer coating of 1 ft wide area from groove all complete. | /=ld= | 565 | 565
354 | 392 | Major crack treatment on Rcc slab by Perma Polyseal | /=ld= | 1312 | 1312
355 | 393 | Providing and applying Perma treat or Perma clear seal (colorless solvent silicon based liquid) for water repellant on bricks, tiles from fungus and algae growth (exposed surface). | j=ld= | 225.96 | 225.96
356 | 394 | Expansion Joint Works: - Providing and chipping and plaster with mixing Perma Bond SBR modified mortar up to 40 mm wide on levelling all complete. Providing and laying thermacol in the hole, Providing masking tape on thermacol a | /=ld= | 6199.2 | 6199.2
357 |  | Perma Clear seal coating
358 | 395 | Supplying and applying perma or Beck Brand Self leveling Epoxy coating on floor 2mm thick as per specification all complete. (for pharmaceutical and hospitals floor) | j=ld= | 3658.4 | 3658.4
359 | 396 | Functional and High builds epoxy coating on floor 400 micron(for pharmaceutical and hospitals floor) | j=ld= | 1721.6 | 1721.6
360 | 397 | Decorative epoxy coating with perma plaster putty on celing and wall all complete 200 micron. (for pharmaceutical and hospitals floor) | j=ld= | 1441.84 | 1441.84
361 | 398 | Epoxy Coving | /=ld= | 393.6 | 393.6
362 | 399 | Providing and applying Dustban/Permise chemicals for Anti Termite Treatment all complete. | j=ld= | 419.64 | 419.64
363 | 400 | Providing and applying of Perma Wall Guard Coating ( for colorful flexi exterior waterproof coating) all complete | j=ld= | 419.64 | 419.64
364 | 401 | Providing and applying Water Proofing Membrane with mixing of bonding agent (Perma Bond SBR) fresh grey cement and fine sand paste for basement floor and wall , rooftop waterproofing as per specifications all complete | j=ld= | 1312.72 | 1312.72
365 |  | kfgL r'x]sf] :yfgdf water proofing ug{ OPAL – af6 pTkflbt lgdf{0f ;fdfu¦Lx?
366 |  | Mention rates are including supplying of necessary chemicals, labour and applying as per manufacturer specifications or as per consultant's direction.
367 |  | OPAL - KREET
368 | 412 | It is a single component white liquid acrylic polymer admixture for water proofing, cementitious coating in slurry form as well as cement mortar form. It is to be mixed with cement/mortar for excellent water proof coating. | j=ld= | 380.9 | 380.9
369 |  | OPAL – GUARD
370 | 413 | It is as polymer modified cementitious coating acrylic water proofing system for a varied number of applications in water proofing and corrosion control. This is two pack systems, which when applied after mixing, gives a flexible coating. Very effective h | j=ld= | 400.27 | 400.27
371 |  | OPAL – BOND REPAIR
372 | 414 | It is a polymer, based on styrene-butadiene rubber, specially formulated for use with cement formulations. Highly recommended for structural rehabilitation, concrete repair etc. | j=ld= | 464.83 | 464.83
373 |  | OPAL – SEAL
374 | 415 | An excellent admixture for water proofing sunken portions in buildings such as bath rooms, terraces etc. | j=ld= | 376.6 | 376.6
375 |  | OPAL – FEX
376 | 416 | A very effective water proof polymer based coating for heavy duty jobs. Two coats are recommended with a fiber mesh layer in between, to enhance strength and bond. | j=ld= | 393.81 | 393.81
377 |  | WAPCOT
378 | 417 | A silicone based water repellant. It is to be sprayed on dry walls to check seepage, fungus growth, salt-peter actions etc. Remains effective over the years. | j=ld= | 139.88 | 139.88
379 |  | OPAL – GROUT
380 | 418 | An excellent grouting material for injection grouting under pressure through nozzles using a 30 psi pump. Very effective in concrete /masonary works. | j=ld= | 376.6 | 376.6
381 |  | OPAL – PROOF:
382 | 419 | It is a concrete/mortar admixture in liquid form that acts as a highly efficient plasticizer and water proofing compound. It conforms to IS:2645:1975 | ln6/ | 300 | 300
383 |  | OPAL – XCEL
384 | 420 | It is an organic based polymer in liquid form which acts as a plasticizer cum accelerator for concrete/mortar. Higher strength is achieved in a shorter time. It conform IS: 9103:1979 and ASTM C494. Excellent in winter or cold climate. | ln6/ | 250 | 250
385 |  | OPAL – PLASTMASTER
386 | 421 | It is an additive for plaster of walls. Gives excellent workability and smooth finish. Check seepage of water/moisture. | ln6/ | 375 | 375
387 |  | OPAL – SP101
388 | 422 | It is a super plasticizer for concrete. It is a high range water reducing admixture for concrete. It is based on sulphonated naphthalene formaldehyde and is used for reducing the water to cement ratio, increasing compressive strength & producing free flow | ln6/ | 250 | 250
389 |  | OPAL – RETARDPLAST
390 | 423 | It is modified sulphonated naphthalene formaldehyde plasticize-cum-retarder for concrete. It is a dark brown liquid. Water reducing up to 25% can be achieved. | j=ld= | 2690 | 2690
391 |  | OPAL – CEMCURE
392 | 424 | It is water based emulsion to be applied by brush or spray on fresh concrete surface to remain water in concrete. Suitable for use where curing by water in not possible, or in hot climate. | ln6/ | 8.6 | 8.6
393 |  | OPAL – AE PLAST
394 | 425 | An air entraining concrete admixture used for increasing crack resistance, frost resistance etc. | ln6/ | 400 | 400
395 |  | OPAL – TILEBOND LIQUID
396 | 426 | A unique single component compound for fixing tiles, marbles, granite etc. on any plain surface (walls as well as floor). Highly economical and easy to use. A very thin coating is required. | ln6/ | 375 | 375
397 |  | OPAL – TILE MASTER
398 | 427 | Liquid additive and bonding agent for water resistant cement mortar. It is specially formulated liquid polymer additive for use with cement and sand for form mortars having high bond strength and water proofing proportions for the laying of ceramic, mosai | ln6/ | 375 | 375
399 |  | OPAL – CONCOAT
400 | 428 | Protective Coating for reinforced concrete. It is protective coating, which in extremely useful in increasing the life of reinforced cement concrete structures. It protects the RCC from CO2, oxygen, water and other damaging elements in the air. | j=ld= | 279.76 | 279.76
401 |  | OPAL JOINT SET
402 |  | POLY - SULPHIDE SEALANT
403 | 429 | It is a two pack poly sulphide base sealant with available grades. It provides strong and highly elastic sealant through cross linking process. Joint Set (G) gun applied for non – sag type for vertical and inclined expansion contraction joints and (P) pou | s]=hL= | 1500 | 1500
404 |  | OPAL JOINT SET PRIMER
405 | 430 | It is a recommended for surface namely concrete, brick work, cement, gypsum board, natural and artificial stone, glass ceramics, anodized aluminium, timer and rigid PVC etc. | ln6/ | 1350 | 1350
406 |  | OPAL RMP
407 |  | ROAD MARKING PAINTS
408 | 431 | Road marking paints are versatile for marking on the metalled and concrete surface of roads, air stripe etc. They are two type water based and sprit based white and golden yellow colour. | ln6/ | 375 | 375
409 |  | Pressure Grouting
410 | 432 | i) Providing material & applying pressure grouting on Rcc roof slab. | j=ld= | 376.6 | 376.6
411 | 433 | ii) Do but on basement | j=ld= | 473.44 | 473.44
412 | 434 | iii) Providing material and applying pressure grouting on Rcc slab, basement and water tank 2 coats | j=ld= | 473.44 | 473.44
413 | 435 | iii) Do but sealing Rcc slab crack | j=ld= | 559.52 | 559.52
414 | 436 | iv) Do but Rcc column | Point | 325 | 325
415 | 437 | ljleGg ;fOhsf] MS Square solid bar up to 16mm | s]=hL= | 77 | 77
416 | 438 | White putty | s]=hL= | 58 | 58
417 | 439 | Interlocking Cement Concrete Block
418 |  | a) 60 mm inter locking cement concrete block M- 30 grade 3/sf] passage df 5fKgsf] nflu | j=ld= | 527.24 | 527.24
419 |  | b) 70 mm inter locking cement conc. Block M- 30 grade | j=ld= | 591.8 | 591.8
420 | 440 | e) Curb stone M-30 grade.(45*38*15cm/piece) | /=ld= | 900 | 900
421 | 441 | Interlocking Cement Concrete Block
422 |  | 25 mm thick C.C. Tile (Grey color)
423 |  | Burfi Checker | j=ld= | 408.88 | 408.88
424 |  | Round Checker | j=ld= | 408.88 | 408.88
425 |  | Boby Checker | j=ld= | 408.88 | 408.88
426 |  | 25 mm thick C.C. Tile (Red color)
427 |  | Burfi Checker | j=ld= | 430.4 | 430.4
428 |  | Round Checker | j=ld= | 430.4 | 430.4
429 |  | Boby Checker | j=ld= | 430.4 | 430.4
430 |  | 50 mm thick CC Block (Grey color)
431 |  | Cosmix | j=ld= | 494.96 | 494.96
432 |  | Hexagon | j=ld= | 494.96 | 494.96
433 |  | Threehex | j=ld= | 494.96 | 494.96
434 |  | Royal tone Interlock | j=ld= | 494.96 | 494.96
435 |  | I-Interlock | j=ld= | 494.96 | 494.96
436 |  | Plus Interlock | j=ld= | 494.96 | 494.96
437 |  | 50 mm thick CC Block (Red color)
438 |  | Cosmix | j=ld= | 505.72 | 505.72
439 |  | Hexagon | j=ld= | 505.72 | 505.72
440 |  | Threehex | j=ld= | 505.72 | 505.72
441 |  | Royal tone Interlock | j=ld= | 505.72 | 505.72
442 |  | I-Interlock | j=ld= | 505.72 | 505.72
443 |  | Plus Interlock | j=ld= | 505.72 | 505.72
444 |  | 60 mm thick CC Block (Grey color)
445 |  | Cosmix | j=ld= | 516.48 | 516.48
446 |  | Hexagon | j=ld= | 516.48 | 516.48
447 |  | Threehex | j=ld= | 516.48 | 516.48
448 |  | Royal tone Interlock | j=ld= | 516.48 | 516.48
449 |  | I-Interlock | j=ld= | 516.48 | 516.48
450 |  | Plus Interlock | j=ld= | 516.48 | 516.48
451 |  | 60 mm thick CC Block (Red color)
452 |  | Cosmix | j=ld= | 527.24 | 527.24
453 |  | Hexagon | j=ld= | 527.24 | 527.24
454 |  | Threehex | j=ld= | 527.24 | 527.24
455 |  | Royal tone Interlock | j=ld= | 527.24 | 527.24
456 |  | I-Interlock | j=ld= | 527.24 | 527.24
457 |  | Plus Interlock | j=ld= | 527.24 | 527.24
458 |  | 70 mm thick CC Block (Red color)
459 |  | Cosmix | j=ld= | 591.8 | 591.8
460 |  | Hexagon | j=ld= | 591.8 | 591.8
461 |  | Threehex | j=ld= | 591.8 | 591.8
462 |  | Royal tone Interlock | j=ld= | 591.8 | 591.8
463 |  | I-Interlock | j=ld= | 591.8 | 591.8
464 |  | Plus Interlock | j=ld= | 591.8 | 591.8
465 | 442 | ljleGg ;fOhsf] MS plate | s]=hL= | 76 | 76
466 | 443 | Aluminium composit panel sheet supplying and fitting all complete work.
467 |  | ALTRONG BRAND
468 |  | 3mm. 0.20 Black core | j=ld= | 3335.6 | 3335.6
469 |  | 3mm.0.25 Black core | j=ld= | 3540.04 | 3540.04
470 |  | 3mm.0.30 Black core | j=ld= | 3766 | 3766
471 |  | 4mm.0.25 Black core | j=ld= | 3766 | 3766
472 |  | 4mm.0.30 Black core | j=ld= | 4002.72 | 4002.72
473 |  | 4mm.0.50Black core | j=ld= | 4476.16 | 4476.16
474 |  | 4mm.0.25 Vergin core | j=ld= | 4067.28 | 4067.28
475 |  | 4mm.0.30 Vergin core | j=ld= | 4271.72 | 4271.72
476 |  | 4mm.0.50 Vergin core | j=ld= | 4820.48 | 4820.48
477
478 | 444 | New Items
479 | 1 | Diesel | Litre | 98 | 98
480 | 2 | Petrol | Litre | 125 | 125
481 | 3 | Superplastisizer | Litre | 250 | 250
482 | 4 | Micro Silica | kg | 289 | 289
483 | 5 | Readymix Concrete M20grade | cum | 9247.7 | 9247.7
484 | 6 | Bentonet Powder (1 kg = Rs. 9.20) | 1 Bag | 9.2 | 368
485 | 7 | Belly suport |  |  | 0
486 | 8 | Dori (nylone) | kg | 180 | 180
487 | 9 | Chatai |  |  | 0
488 | 10 | PVC plug |  |  | 0
489 | 11 | Rubber Bidding |  |  | 0
490 | 12 | Wheel Runner |  |  | 0
491 | 13 | Chemicalrodhi Cement |  |  | 0
492 | 14 | Bhusa |  |  | 0
493 | 15 | Gobar |  |  | 0
494 | 16 | Water proofing | kg | 75 | 75
495 | 17 | Rainseal Paint | Litre |  | 0
496 | 18 | Borehole Export |  |  | 0
497 | 19 | Borehole helper |  |  | 0
498 | 20 | 8-10 Tonne Roller | hr | 700 | 700
499 | 21 | 1Tonne Roller | hr | 550 | 550
500 | 22 | Excavator - 0.8 m3 capacity | hr | 1800 | 1800
501 | 23 | Vibrator with needle | hr | 120 | 120
502 | 24 | Water |  | 0.25 | 0.25
503 | 26 | Uria | kg | 28 | 28
504 | 27 | Polytheen bag | No | 5 | 5
505 | 28 | Mixture mechin | hr | 1875 | 1875
506 | 29 | Supply laying and fixing PVC Tile | sqm | 1614 | 1614
507 | 30 | Anti-slip Tile | sqm | 860.8 | 860.8
508 | 33 | Vetri-Fied Tile | sqm | 1183 | 1183
509 | 34 | Acid pretected (Anti-Acid-reacted) Tile | sqm | 645 | 645
510 | 35 | 40x3mm MS Bracket(704Gram) | No | 81.54 | 81.54
511 | 36 | Powder coating Fixer | No | 8 | 8
512 | 37 | Self Taping Screw 3" | No | 8 | 8
513 | 38 | Self Taping Screw 2" | No | 6 | 6
514 | 39 | Self Taping Screw 1" | No | 4 | 4
515 | 40 | Carbon Fibre UPVC | sqm | 1076 | 1076
516 | 41 | Supply and laying Carpet Dubo | sqm | 50 | 538
|  | Dobo | sqm |  | 322.8
517 | 42 | Plant(without fruite) | No | 5 | 5
518 | 43 | %) dL=dL=Aof;sf] :6]Gn];l:6nsf] x\of08/]ndf @ ld6/sf] b"/Ldf %) dL=dL=Aof;sf] :6]Gn];l:6ns} 7f8f] kf]i6 /fvL x\of08/]n / e"O+sf] aLrdf tLg tx t];f]{ @% dL=dL=Aof;sf] :6]Gn];l:6nsf] d]Da/ /fvL @Ú–^Æ b]lv #Ú–)Æ ;Dd prfO{ ePsf] /]lnË pknAw u/fO{ h8fg u/L /+u ;d]t nufpg] sfd . | rm | 3542.4 | 3542.4
519 | 44 | ;L;f} sf7 | 3=dL= | 52965 | 52965
520 | 45 | hËnL ;L;f} sf7 | 3=dL= | 121819.5 | 121819.5
521 | 46 | Steel Screw 50mm | uf]6f | 5.78 | 5.78
522 | 47 | Steel Screw 75mm | uf]6f | 6.05 | 6.05
523 | 48 | lsnf | kfs]^ | 40 | 40
524 | 49 | Engineer/ lj1 -Gazette second class officer technical) | hgf | 702 | 702
525 | 50 | Sub-Engineer/ ;xfos | hgf | 525 | 525
526 | 51 | Supplying & fixing Structure glazing with laminated safety glass 6.38 mm thick | j=ld= | 11700 | 11700

## Update Descrip
!@–#) ;]=dL= uf]nfO{sf] ?v 9fNg] sfo{ xfFufx? sf6L ?vsf] 6'qmf kf/L lgdf{0f :ynaf6
1 | !% dL6/ b"/L;Dd af]sfgL ug]{ sfo{ ;d]t -?vsf] uf]nfO{ hdLg b]lv ! dL6/ dfly gfKg]_ .
A 1
b/ ljZn]if0fsf] nflu ?v ;+Vof ! lnOPsf]
| ;¦f]t ;fwg | tx÷lsl;d | kl/df0f | PsfO{ | b/ k¦lt PsfO{ | /sd | k¦To]s ;¦f]t ;fwgsf] hDdf
| >lds | Hofld | 0.13 | hjfg | 375 | 48.75 | 48.75
[5 empty] | jf:tljs b//]6 |  | 48.75
[5 empty] | !%Ü 7]s]bf/sf] cf]e/x]8 |  | 7.31
| b/ k¦lt ! ?vsf] |  |  |  | hDdf b/ /]6 |  | 56.06
?= | 56.06 | k}=
^!–!@) ;]=dL= uf]nfO{sf] ?v 9fNg] sfo{ xfFufx? sf6L ?vsf] 6'qmf kf/L lgdf{0f :ynaf6
2 | !% dL6/ b"/L;Dd af]sfgL ug]{ sfo{ ;d]t -?vsf] uf]nfO{ hdLg b]lv ! dL6/ dfly gfKg]_ .
A 1
b/ ljZn]if0fsf] nflu ?v ;+Vof ! lnOPsf]
| ;¦f]t ;fwg | tx÷lsl;d | kl/df0f | PsfO{ | b/ k¦lt PsfO{ | /sd | k¦To]s ;¦f]t ;fwgsf] hDdf
| >lds | Hofld | 0.98 | hjfg | 375 | 367.5 | 367.5
[5 empty] | jf:tljs b//]6 |  | 367.5
[5 empty] | !%Ü 7]s]bf/sf] cf]e/x]8 |  | 55.12
| b/ k¦lt ! ?vsf] |  |  |  | hDdf b/ /]6 |  | 422.62
?= | 422.62 | k}=
!@–#) ;]=dL= uf]nfO{sf] ?v h/f lemSg] sfo{ h/f p7fpg] / lgdf{0f :ynaf6
3 | !% dL6/ b"/L;Dd af]sfgL ug]{
A 2
b/ ljZn]if0fsf] nflu ?v ;+Vof ! lnOPsf]
| ;¦f]t ;fwg | tx÷lsl;d | kl/df0f | PsfO{ | b/ k¦lt PsfO{ | /sd | k¦To]s ;¦f]t ;fwgsf] hDdf
| >lds | Hofld | 0.4 | hjfg | 375 | 150 | 150
[5 empty] | jf:tljs b//]6 |  | 150
[5 empty] | !%Ü 7]s]bf/sf] cf]e/x]8 |  | 22.5
| b/ k¦lt ! ?vsf] |  |  |  | hDdf b/ /]6 |  | 172.5
?= | 172.5 | k}=
^!–!@) ;]=dL= uf]nfO{sf] ?v h/f lemSg] sfo{ h/f p7fpg] / lgdf{0f :ynaf6
4 | !% dL6/ b"/L;Dd af]sfgL ug]{
A 2
b/ ljZn]if0fsf] nflu ?v ;+Vof ! lnOPsf]
| ;¦f]t ;fwg | tx÷lsl;d | kl/df0f | PsfO{ | b/ k¦lt PsfO{ | /sd | k¦To]s ;¦f]t ;fwgsf] hDdf
| >lds | Hofld | 2.52 | hjfg | 375 | 945 | 945
[5 empty] | jf:tljs b//]6 |  | 945
[5 empty] | !%Ü 7]s]bf/sf] cf]e/x]8 |  | 141.75
| b/ k¦lt ! ?vsf] |  |  |  | hDdf b/ /]6 |  | 1086.75
?= | 1086.75 | k}=
5 | 3fF; sf6\g] To;sf] h/f lemSg], l9:sf] k'm6fpg] / n]en u/L :yn ;kmf ug]{ ;a} jf]sgL ;d]t
A3
b/ ljZn]if0fsf] nflu ! j=ld= lnOPsf]
| ;¦f]t ;fwg | tx÷lsl;d | kl/df0f | PsfO{ | b/ k¦lt PsfO{ | /sd | k¦To]s ;¦f]t ;fwgsf] hDdf
| >lds | Hofld | 0.023 | hjfg | 375 | 8.62 | 8.62
[5 empty] | jf:tljs b//]6 |  | 8.62
[5 empty] | !%Ü 7]s]bf/sf] cf]e/x]8 |  | 1.29
| b/ k¦lt j=dL=sf] |  |  |  | hDdf b/ /]6 |  | 9.91
?= | 9.91 | k}=
6 | ;km]{;nfO{ 8«]l;Ë ug]{ sfo{ vfN6f] k'g]{, p7]sf] df6f] sf6\g], ;tx ldnfpg]
A4 | cflb sfo{ ;d]t -;le{;/f]8 cflb_
b/ ljZn]if0fsf] nflu ! j=ld= lnOPsf]
| ;¦f]t ;fwg | tx÷lsl;d | kl/df0f | PsfO{ | b/ k¦lt PsfO{ | /sd | k¦To]s ;¦f]t ;fwgsf] hDdf
| >lds | Hofld | 0.01 | hjfg | 375 | 3.75 | 3.75
[5 empty] | jf:tljs b//]6 |  | 3.75
[5 empty] | !%Ü 7]s]bf/sf] cf]e/x]8 |  | 0.56
| b/ k¦lt j=dL=sf] |  |  |  | hDdf b/ /]6 |  | 4.31
?= | 4.31 | k}=
7 | 3fF;sf] rk/L nufpg] sfd rk/L sf6\g], af]sfgL ug]{, kfgL / dn 5g]{
A5 | cflb af]sfgL ;d]t -;le{;/f]8 cflb_
b/ ljZn]if0fsf] nflu !)) j=ld= lnOPsf]
| ;¦f]t ;fwg | tx÷lsl;d | kl/df0f | PsfO{ | b/ k¦lt PsfO{ | /sd | k¦To]s ;¦f]t ;fwgsf] hDdf
| >lds | Hofld | 5.04 | hjfg | 375 | 1890 | 1890
| lgdf{0f ;fdu¦L | 3fF; (Dubo) | 100 | j=dL= | 322.8 | 32280
|  | /;folgs dn | 7 | s]=hL= | 28 | 196 | 32476
[5 empty] | jf:tljs b//]6 |  | 34366
| b/ k¦lt j=dL=sf] |  |  |  | !%Ü 7]s]bf/ cf]e/x]8 |  | 5154.9
?= | 395.209 | k}= |  |  | hDdf b/ /]6 |  | 39520.9
8 | ?v /f]Kg] sfd, vfN8f] vNg], $% ;]=dL= uf]nfO{df rf/ j6f #x@) dLdL sf] kmnfd] kftf / @"X@" d];
A6 | hfnL /fvL ! dL6/ cUnf] 6«L uf8{ agfO{ ;'/lIft ug]{, kfgL / dn 5g]{ cflb af]sfgL ;d]t
b/ ljZn]if0fsf] nflu !) ?v lnOPsf]
| ;¦f]t ;fwg | tx÷lsl;d | kl/df0f | PsfO{ | b/ k¦lt PsfO{ | /sd | k¦To]s ;¦f]t ;fwgsf] hDdf
| >lds | l;kfn' | 4 | hjfg | 525 | 2100
|  | Hofld | 3 | hjfg | 375 | 1125 | 3225
| lgdf{0f ;fdu¦L | lj?jf | 10 | uf]6f | 5 | 50
|  | /;folgs dn | 3 | s]=hL= | 28 | 84
|  | #x@) dLdL sf] kmnfd] kftf | 1.98 | s]=hL= | 115.5 | 228.69
|  | @"X@" d]; hfnL | 1.57 | j=dL= | 226 | 354.82 | 717.51
| oflGqs pks/0f | /8 ;lxt j]N8/ | 2 | 306f | n=;= | 100 | 100
[5 empty] | jf:tljs b//]6 |  | 4042.51
| b/ k¦lt ?vsf] |  |  |  | !%Ü 7]s]bf/ cf]e/x]8 |  | 606.37
?= | 464.888 | k}= |  |  | hDdf b/ /]6 |  | 4648.88
9 | df6f] k/LIf0f ug]{ sfd af]/ xf]n vGg], gd"gf ;+sng tyf k¦of]uzfnf k/LIf0f ug]{, k¦ltj]bg tof/ ug]{ ;d]t
A7 | -b/ ljZn]if0fsf] nflu g/d df6f] / ulx/fO{ !@ dL6/ lnOPsf]_
b/ ljZn]if0fsf] nflu k¦lt af]/ xf]n lnOPsf]
| ;¦f]t ;fwg | tx÷lsl;d | kl/df0f | PsfO{ | b/ k¦lt PsfO{ | /sd | k¦To]s ;¦f]t ;fwgsf] hDdf
| >lds | lj1 | 4 | hjfg | 702 | 2808
|  | ;xfos | 1 | hjfg | 525 | 525
|  | l;kfn' | 1 | hjfg | 525 | 525
|  | Hofld | 2 | hjfg | 375 | 750 | 4608
| lgdf{0f ;fdu¦L | gd"gf ;+sng y}nL Nofa ;fdfu¦L | 15 | ;+Vof | n=;= | 300
|  | (Sieve Analyusis, Hydrometer Analysis, Atterberg's Limit, Specific Gravity, Natural Moisture Content, Direct Shear Test, Unconfined Compression Test, Conlolidation Test, Conducting SPT at 1.5m interval using auto trip hammer syster including collection of samples, sealing etc, Retrieving undisturbed samples for consolidation and shear strength tests for per BH. | – | cGbfhL | n=;= | 20000
|  | Report, writing & submission | – | cGbfhL | n=;= | 5000 | 25300
| oflGqs pks/0f | ;xfos ;fdu¦L
|  | ;lxt cu/ -n=;=@))).– k/ 3=_ | 8 | 306f | n=;= | 16000 | 16000
[5 empty] | jf:tljs b//]6 |  | 45908
| b/ k¦lt af]/xf]nsf] |  |  |  | !%Ü 7]s]bf/ cf]e/x]8 |  | 6886.2
?= | 52794.2 | k}= |  |  | hDdf b/ /]6 |  | 52794.2
10 | g/d k¦sf/sf] Sn] / l;N6L df6f]df ;j} lsl;dsf] vGg] sfd !) dL6/
B 1 | ;Dd jf]sgL l8:kf]hn / !=% dL6/;Dd lnˆ6 ;d]t
b/ ljZn]if0fsf] nflu ! 3=ld= lnOPsf]
| ;¦f]t ;fwg | tx÷lsl;d | kl/df0f | PsfO{ | b/ k¦lt PsfO{ | /sd | k¦To]s ;¦f]t ;fwgsf] hDdf
| >lds | Hofld | 0.7 | hjfg | 375 | 262.5 | 262.5
| oflGqs pks/0f | Hofldsf] Hofnfsf] #Ü n] |  |  |  |  | 7.87
[5 empty] | jf:tljs b//]6 |  | 270.37
[5 empty] | !%Ü 7]s]bf/ cf]e/x]8 |  | 40.55
| b/ k¦lt 3=dL=sf] |  |  |  | hDdf b/ /]6 |  | 310.92
?= | 310.92 | k}=
11 | ;fx¦f] k¦sf/sf] Sn], g/d d'/d 9'+uf -#) ;]=dL=;Dd_ ld;]sf] df6f] ;a} lsl;dsf]
B 1 | vGg] sfd !) dL6/ af]sgL l8:kf]hn / !=% dL6/;Dd lnˆ6 ;d]t
b/ ljZn]if0fsf] nflu ! 3=ld= lnOPsf]
| ;¦f]t ;fwg | tx÷lsl;d | kl/df0f | PsfO{ | b/ k¦lt PsfO{ | /sd | k¦To]s ;¦f]t ;fwgsf] hDdf
| >lds | Hofld | 0.8 | hjfg | 375 | 300 | 300
| oflGqs pks/0f | Hofldsf] Hofnfsf] #Ü n] |  |  |  |  | 9
[5 empty] | jf:tljs b//]6 |  | 309
[5 empty] | !%Ü 7]s]bf/ cf]e/x]8 |  | 46.35
| b/ k¦lt 3=dL=sf] |  |  |  | hDdf b/ /]6 |  | 355.35
?= | 355.35 | k}=
12 | lj:kmf]6g ljgf dWod k¦sf/ 9'Ëfdf
B 1 | vGg] sfd !) dL6/ af]sgL l8:kf]hn / !=% dL6/;Dd lnˆ6 ;d]t
b/ ljZn]if0fsf] nflu ! 3=ld= lnOPsf]
| ;¦f]t ;fwg | tx÷lsl;d | kl/df0f | PsfO{ | b/ k¦lt PsfO{ | /sd | k¦To]s ;¦f]t ;fwgsf] hDdf
| >lds | Hofld | 3 | hjfg | 375 | 1125 | 1125
| oflGqs pks/0f | Hofldsf] Hofnfsf] #Ü n] |  |  |  |  | 33.75
[5 empty] | jf:tljs b//]6 |  | 1158.75
[5 empty] | !%Ü 7]s]bf/ cf]e/x]8 |  | 173.81
| b/ k¦lt 3=dL=sf] |  |  |  | hDdf b/ /]6 |  | 1332.56
?= | 1332.56 | k}=
13 | ;fdfGo df6f]n] k'g]{ sfd !%, !% ;]=dL= sf] txdf km}nfpg], kfgL 5g]{ /
B 2 | Hofldåf/f sDk}S6 ug]{ sfd ;d]t !) dL= b"/Laf6 9'jfgL ug]{ ;fy} l/Ë/f]8;Ddsf] df6f]sf] d"No ;d]t
b/ ljZn]if0fsf] nflu ! 3=ld= lnOPsf]
| ;¦f]t ;fwg | tx÷lsl;d | kl/df0f | PsfO{ | b/ k¦lt PsfO{ | /sd | k¦To]s ;¦f]t ;fwgsf] hDdf
| >lds | Hofld | 0.5 | hjfg | 375 | 187.5 | 187.5
| lgdf{0f ;fdu¦L | df6f] | 1.5 | 3=dL= | 220 | 330
|  | kfgL | 5 | nL6/ | 0.25 | 1.25 | 331.25
[5 empty] | jf:tljs b//]6 |  | 518.75
| b/ k¦lt 3=dL=sf] |  |  |  | !%Ü 7]s]bf/ cf]e/x]8 |  | 77.81
?= | 596.56 | k}= |  |  | hDdf b/ /]6 |  | 596.56
14 | ;fdfGo df6f]n] kfgL g5l/sg k'g]{ sfd
B 2 | b/ ljZn]if0fsf] nflu ! 3=ld= lnOPsf]
| ;¦f]t ;fwg | tx÷lsl;d | kl/df0f | PsfO{ | b/ k¦lt PsfO{ | /sd | k¦To]s ;¦f]t ;fwgsf] hDdf
| >lds | Hofld | 0.25 | hjfg | 375 | 93.75 | 93.75
| lgdf{0f ;fdu¦L | df6f] | 1.3 | 3=dL= | 220 | 286 | 286
[5 empty] | jf:tljs b//]6 |  | 379.75
| b/ k¦lt 3=dL=sf] |  |  |  | !%Ü 7]s]bf/ cf]e/x]8 |  | 56.96
?= | 436.71 | k}= |  |  | hDdf b/ /]6 |  | 436.71
15 | jfn'jf eg]{, kfgL 5g]{ / HofdLåf/f sDk]s ug]{ sfd
B 3 | -!) dL6/ 9'jfgL ;d]t_
b/ ljZn]if0fsf] nflu ! 3= ld= lnOPsf]
| ;¦f]t ;fwg | tx÷lsl;d | kl/df0f | PsfO{ | b/ k¦lt PsfO{ | /sd | k¦To]s ;¦f]t ;fwgsf] hDdf
| >lds | Hofld | 0.7 | hjfg | 375 | 262.5 | 262.5
| lgdf{0f ;fdu¦L | jfn'jf | 1.1 | 3=dL= | 1659.57 | 1825.52
|  | kfgL | 5 | nL6/ | 0.25 | 1.25 | 1826.77
[5 empty] | jf:tljs b//]6 |  | 2089.27
| b/ k¦lt 3=dL=sf] |  |  |  | !%Ü 7]s]bf/ cf]e/x]8 |  | 313.39
?= | 2402.66 | k}= |  |  | hDdf b/ /]6 |  | 2402.66
16 | hudf u¦fen e/L HofdLåf/f w'd{'; sDKofS6 ug]{ sfd
B 3 | -!) dL6/ 9'jfgL ;d]t_ | [6 empty] | 1165.23
b/ ljZn]if0fsf] nflu ! 3= ld= lnOPsf]
| ;¦f]t ;fwg | tx÷lsl;d | kl/df0f | PsfO{ | b/ k¦lt PsfO{ | /sd | k¦To]s ;¦f]t ;fwgsf] hDdf
| >lds | Hofld | 0.75 | hjfg | 375 | 281.25 | 281.25
| lgdf{0f ;fdu¦L | u¦fe]n | 1.1 | 3=dL= | 1059.3 | 1165.23 | 1165.23
[5 empty] | jf:tljs b//]6 |  | 1446.48
| b/ k¦lt 3=dL=sf] |  |  |  | !%Ü 7]s]bf/ cf]e/x]8 |  | 216.97
?= | 1663.45 | k}= |  |  | hDdf b/ /]6 |  | 1663.45
17 | hu jf vf8naf6 kfgL kDk ug]{ .
B 4 | b/ ljZn]if0fsf] nflu %))) ln6/ lnOPsf]
| ;¦f]t ;fwg | tx÷lsl;d | kl/df0f | PsfO{ | b/ k¦lt PsfO{ | /sd | k¦To]s ;¦f]t ;fwgsf] hDdf
| >lds | kDk | 0.5 | 306f | 150 | 75 | 75
| k¦lt !))) ln=÷! 3=dL= |  | 0.5 |  | jf:tljs b//]6 |  | 75
| 86.25 | ?= | 17.25 | k}= | !%Ü 7]s]bf/ cf]e/x]8 |  | 11.25
| 5 |  |  |  | hDdf b/ /]6 |  | 86.25
k¦lt 3G6f
| 86.25 | ?= | 172.5 | k}=
gf]6 M o;df kl/df0f kDksf] Ifdtf cg';f/ /fVg] .
18 | @)÷@) ;]=dL= txdf k'l/Psf] df6f]nfO{ /f]n/åf/f sDKofS6 ug]{ sfd
B5 | b/ ljZn]if0fsf] nflu !)) 3=ld= lnOPsf]
| ;¦f]t ;fwg | tx÷lsl;d | kl/df0f | PsfO{ | b/ k¦lt PsfO{ | /sd | k¦To]s ;¦f]t ;fwgsf] hDdf
| oflGqs pks/0f | /f]n/ -*–!) d]=6=_ | 1.67 | 306f | 700 | 1169 | 1169
[5 empty] | jf:tljs b//]6 |  | 1169
[5 empty] | !%Ü 7]s]bf/ cf]e/x]8 |  | 175.35
| b/ k¦lt 3=dL=sf] |  |  |  | hDdf b/ /]6 |  | 1344.35
?= | 13.4435 | k}=
19 | @)÷@) ;]=dL= txdf k'l/Psf] df6f]nfO{ Ps 6gsf] xft] /f]n/åf/f sDKofS6 ug]{ sfd
B6 | b/ ljZn]if0fsf] nflu !)) 3= ld= lnOPsf]
| ;¦f]t ;fwg | tx÷lsl;d | kl/df0f | PsfO{ | b/ k¦lt PsfO{ | /sd | k¦To]s ;¦f]t ;fwgsf] hDdf
| >lds | Hofld | 53 | hjfg | 375 | 19875 | 19875
| oflGqs pks/0f | /f]n/ -! 6g_ | 1.67 | 306f | 550 | 918.5 | 918.5
[5 empty] | jf:tljs b//]6 |  | 20793.5
| b/ k¦lt 3=dL=sf] |  |  |  | !%Ü 7]s]bf/ cf]e/x]8 |  | 3119.02
?= | 239.1252 | k}= |  |  | hDdf b/ /]6 |  | 23912.52
20 | xfO8«f]lns PS;fe]6/ -)=* 3=dL= Ifdtf_ k¦of]u u/L g/d df6f] vGg] sfd
B7 | b/ ljZn]if0fsf] nflu ! 3= ld= lnOPsf]
| ;¦f]t ;fwg | tx÷lsl;d | kl/df0f | PsfO{ | b/ k¦lt PsfO{ | /sd | k¦To]s ;¦f]t ;fwgsf] hDdf
| lgdf{0f ;fdu¦L | l8h]n | 0.1248 | nL6/ | 98 | 12.23 | 12.23
| oflGqs pks/0f | PS;fe]6/ -)=* 3=dL= Ifdtf_ | 0.0104 | 306f | 1800 | 18.72 | 18.72
[5 empty] | jf:tljs b//]6 |  | 30.95
| b/ k¦lt 3=dL=sf] |  |  |  | !%Ü 7]s]bf/ cf]e/x]8 |  | 4.64
?= | 35.59 | k}= |  |  | hDdf b/ /]6 |  | 35.59
21 | xfO8«f]lns PS;fe]6/ -)=* 3=dL= Ifdtf_ k¦of]u u/L s8f df6f] vGg] sfd
B7 | b/ ljZn]if0fsf] nflu ! 3= ld= lnOPsf]
| ;¦f]t ;fwg | tx÷lsl;d | kl/df0f | PsfO{ | b/ k¦lt PsfO{ | /sd | k¦To]s ;¦f]t ;fwgsf] hDdf
| lgdf{0f ;fdu¦L | l8h]n | 0.15 | nL6/ | 98 | 14.7 | 14.7
| oflGqs pks/0f | PS;fe]6/ -)=* 3=dL= Ifdtf_ | 0.0125 | 306f | 1800 | 22.5 | 22.5
[5 empty] | jf:tljs b//]6 |  | 37.2
| b/ k¦lt 3=dL=sf] |  |  |  | !%Ü 7]s]bf/ cf]e/x]8 |  | 5.58
?= | 42.78 | k}= |  |  | hDdf b/ /]6 |  | 42.78
22 | e'O{tNnfdf d]lzgåf/f agfOPsf] O{6fsf] uf/f]sf] l;d]G6 d;nf -!M#_ df
C 1 | nufpg] sfd O{+6f pknAw ug]{, d;nf tof/ u/L d;nfdf uf/f] nufpg] sfd
#) dL6/;Dd 9'jfgL ;lxt
b/ ljZn]if0fsf] nflu ! 3=ld= lnOPsf]
| ;¦f]t ;fwg | tx÷lsl;d | kl/df0f | PsfO{ | b/ k¦lt PsfO{ | /sd | k¦To]s ;¦f]t ;fwgsf] hDdf
| >lds | s_ l;kfn' | 1.5 | hjfg | 525 | 787.5
|  | v_ HofdL | 2.2 | hjfg | 375 | 825
|  | u_ HofdL | 0.2 | hjfg | 375 | 75 | 1687.5
| lgdf{0f ;fdu¦L | O{6f | 530 | uf]6f | 8.5 | 4505
|  | l;d]G6 | 0.13 | d]=6= | 14200 | 1846
|  | jfn'jf vf]nfsf] | 0.27 | 3=dL= | 1659.57 | 448.08
|  | kfgL | 150 | nL6/ | 0.25 | 37.5 | 6836.58
|  | v6sf] ;ffdfg | -u_ sf] #Ü n] |  |  |  | 2.25
[5 empty] | jf:tljs b//]6 |  | 8526.33
| b/ k¦lt 3=dL=sf] |  |  |  | !%Ü 7]s]bf/ cf]e/x]8 |  | 1278.94
?= | 9805.27 | k}= |  |  | hDdf b/ /]6 |  | 9805.27
23 | e'O{tNnfeGbf dfly d]lzgåf/f agfOPsf] O{6fsf] uf/f]sf] l;d]G6 d;nf -!M#_ df
C 1 | nufpg] sfd, O{+6f pknAw ug]{, d;nf tof/ u/L d;nfdf uf/f]
nufpg] sfd #) dL6/;Dd 9'jfgL ;lxt
b/ ljZn]if0fsf] nflu ! 3=ld= lnOPsf]
| ;¦f]t ;fwg | tx÷lsl;d | kl/df0f | PsfO{ | b/ k¦lt PsfO{ | /sd | k¦To]s ;¦f]t ;fwgsf] hDdf
| >lds | s_ l;kfn' | 1.5 | hjfg | 525 | 787.5
|  | v_ HofdL | 2.2 | hjfg | 375 | 825
|  | u_ HofdL | 0.7 | hjfg | 375 | 262.5 | 1875
| lgdf{0f ;fdu¦L | O{6f | 530 | uf]6f | 8.5 | 4505
|  | l;d]G6 | 0.13 | d]=6= | 14200 | 1846
|  | afn'jf vf]nfsf] | 0.27 | 3=dL= | 1659.57 | 448.08
|  | kfgL | 150 | nL6/ | 0.25 | 37.5 | 6836.58
|  | v6sf] ;ffdfg | -u_ sf] #Ü n] |  |  |  | 7.87
[5 empty] | jf:tljs b//]6 |  | 8719.45
| b/ k¦lt 3=dL=sf] |  |  |  | !%Ü 7]s]bf/ cf]e/x]8 |  | 1307.91
?= | 10027.36 | k}= |  |  | hDdf b/ /]6 |  | 10027.36
24 | e'O{tNnfdf d]lzgåf/f agfOPsf] O{6f pknAw ug]{,
C 1 | l;d]G6 d;nf -!M$_ tof/ u/L uf/f] nufpg]
sfd #) dL6/;Dd 9'jfgL ;lxt
b/ ljZn]if0fsf] nflu ! 3=ld= lnOPsf]
| ;¦f]t ;fwg | tx÷lsl;d | kl/df0f | PsfO{ | b/ k¦lt PsfO{ | /sd | k¦To]s ;¦f]t ;fwgsf] hDdf
| >lds | s_ l;kfn' | 1.5 | hjfg | 525 | 787.5
|  | v_ HofdL | 2.2 | hjfg | 375 | 825
|  | u_ HofdL | 0.2 | hjfg | 375 | 75 | 1687.5
|  | O{6f | 530 | uf]6f | 8.5 | 4505
| lgdf{0f ;fdu¦L | l;d]G6 | 0.1 | d]=6= | 14200 | 1420
|  | afn'jf vf]nfsf] | 0.27 | 3=dL= | 1659.57 | 448.08
|  | kfgL | 120 | nL6/ | 0.25 | 30 | 6403.08
|  | v6sf] ;ffdfg | -u_ sf] #Ü n] |  |  |  | 2.25
[5 empty] | jf:tljs b//]6 |  | 8092.83
| b/ k¦lt 3=dL=sf] |  |  |  | !%Ü 7]s]bf/ cf]e/x]8 |  | 1213.92
?= | 9306.75 | k}= |  |  | hDdf b/ /]6 |  | 9306.75
25 | e'O{tNnf eGbf dfly d]lzgåf/f agfOPsf] O{6f pknAw ug]{,
C 1 | l;d]G6 d;nf -!M$_ tof/ u/L uf/f] nufpg]
sfd #) dL6/;Dd 9'jfgL ;lxt
b/ ljZn]if0fsf] nflu ! 3=ld= lnOPsf]
| ;¦f]t ;fwg | tx÷lsl;d | kl/df0f | PsfO{ | b/ k¦lt PsfO{ | /sd | k¦To]s ;¦f]t ;fwgsf] hDdf
| >lds | s_ l;kfn' | 1.5 | hjfg | 525 | 787.5
|  | v_ HofdL | 2.2 | hjfg | 375 | 825
|  | u_ HofdL | 0.7 | hjfg | 375 | 262.5 | 1875
| lgdf{0f ;fdu¦L | O{6f | 530 | uf]6f | 8.5 | 4505
|  | l;d]G6 | 0.1 | d]=6= | 14200 | 1420
|  | afn'jf vf]nfsf] | 0.27 | 3=dL= | 1659.57 | 448.08
|  | kfgL | 120 | nL6/ | 0.25 | 30 | 6403.08
|  | v6sf] ;ffdfg | -u_ sf] #Ü n] |  |  |  | 7.87
[5 empty] | jf:tljs b//]6 |  | 8285.95
| b/ k¦lt 3=dL=sf] |  |  |  | !%Ü 7]s]bf/ cf]e/x]8 |  | 1242.89
?= | 9528.84 | k}= |  |  | hDdf b/ /]6 |  | 9528.84
26 | e'O{tNnfdf d]lzgåf/f agfOPsf] O{6f pknAw ug]{,
C 1 | l;d]G6 d;nf -!M^_ tof/ u/L uf/f] nufpg]
sfd #) dL6/;Dd 9'jfgL ;lxt
b/ ljZn]if0fsf] nflu ! 3=ld= lnOPsf]
| ;¦f]t ;fwg | tx÷lsl;d | kl/df0f | PsfO{ | b/ k¦lt PsfO{ | /sd | k¦To]s ;¦f]t ;fwgsf] hDdf
| >lds | s_ l;kfn' | 1.5 | hjfg | 525 | 787.5
|  | v_ HofdL | 2.2 | hjfg | 375 | 825
|  | u_ HofdL | 0.2 | hjfg | 375 | 75 | 1687.5
| lgdf{0f ;fdu¦L | O{6f | 530 | uf]6f | 8.5 | 4505
|  | l;d]G6 | 0.07 | d]=6= | 14200 | 994
|  | afn'jf vf]nfsf] | 0.3 | 3=dL= | 1659.57 | 497.87
|  | kfgL | 100 | nL6/ | 0.25 | 25 | 6021.87
|  | v6sf] ;ffdfg | -u_ sf] #Ü n] |  |  |  | 2.25
[5 empty] | jf:tljs b//]6 |  | 7711.62
| b/ k¦lt 3=dL=sf] |  |  |  | !%Ü 7]s]bf/ cf]e/x]8 |  | 1156.74
?= | 8868.36 | k}= |  |  | hDdf b/ /]6 |  | 8868.36
27 | e'O{tNnfeGbf dfly d]lzgåf/f agfOPsf] O{6f pknAw ug]{,
C 1 | l;d]G6 d;nf -!M^_ tof/ u/L uf/f] nufpg]
sfd #) dL6/;Dd 9'jfgL ;lxt
b/ ljZn]if0fsf] nflu ! 3=ld= lnOPsf]
| ;¦f]t ;fwg | tx÷lsl;d | kl/df0f | PsfO{ | b/ k¦lt PsfO{ | /sd | k¦To]s ;¦f]t ;fwgsf] hDdf
| >lds | s_ l;kfn' | 1.5 | hjfg | 525 | 787.5
|  | v_ HofdL | 2.2 | hjfg | 375 | 825
|  | u_ HofdL | 0.7 | hjfg | 375 | 262.5 | 1875
| lgdf{0f ;fdu¦L | O{6f | 530 | uf]6f | 8.5 | 4505
|  | l;d]G6 | 0.07 | d]=6= | 14200 | 994
|  | afn'jf vf]nfsf] | 0.3 | 3=dL= | 1659.57 | 497.87
|  | kfgL | 100 | nL6/ | 0.25 | 25 | 6021.87
|  | v6sf] ;ffdfg | -u_ sf] #Ü n] |  |  |  | 7.87
[5 empty] | jf:tljs b//]6 |  | 7904.74
| b/ k¦lt 3=dL=sf] |  |  |  | !%Ü 7]s]bf/ cf]e/x]8 |  | 1185.71
?= | 9090.45 | k}= |  |  | hDdf b/ /]6 |  | 9090.45
28 | e'O{tNnfdf lrDgL e§fsf] O{6f pknAw ug]{,
C 2 | l;d]G6 d;nf -!M#_ tof/ u/L uf/f] nufpg]
% -@_ s | sfd #) dL6/;Dd 9'jfgL ;lxt
b/ ljZn]if0fsf] nflu ! 3=ld= lnOPsf]
| ;¦f]t ;fwg | tx÷lsl;d | kl/df0f | PsfO{ | b/ k¦lt PsfO{ | /sd | k¦To]s ;¦f]t ;fwgsf] hDdf
| >lds | s_ l;kfn' | 1.5 | hjfg | 525 | 787.5
|  | v_ HofdL | 2.2 | hjfg | 375 | 825
|  | u_ HofdL | 0.2 | hjfg | 375 | 75 | 1687.5
|  | O{6f | 560 | uf]6f | 7.5 | 4200
| lgdf{0f ;fdu¦L | l;d]G6 | 0.13 | d]=6= | 14200 | 1846
|  | afn'jf vf]nfsf] | 0.27 | 3=dL= | 1659.57 | 448.08
|  | kfgL | 150 | nL6/ | 0.25 | 37.5 | 6531.58
|  | v6sf] ;ffdfg | -u_ sf] #Ü n] |  |  |  | 2.25
[5 empty] | jf:tljs b//]6 |  | 8221.33
| b/ k¦lt 3=dL=sf] |  |  |  | !%Ü 7]s]bf/ cf]e/x]8 |  | 1233.19
?= | 9454.52 | k}= |  |  | hDdf b/ /]6 |  | 9454.52
29 | e'O{tNnfeGbf dfly lrDgL e§fsf] O{6f pknAw ug]{,
C 2 | l;d]G6 d;nf -!M#_ tof/ u/L uf/f] nufpg]
% -@_ v | sfd #) dL6/;Dd 9'jfgL ;lxt
b/ ljZn]if0fsf] nflu ! 3=ld= lnOPsf]
| ;¦f]t ;fwg | tx÷lsl;d | kl/df0f | PsfO{ | b/ k¦lt PsfO{ | /sd | k¦To]s ;¦f]t ;fwgsf] hDdf
| >lds | s_ l;kfn' | 1.5 | hjfg | 525 | 787.5
|  | v_ HofdL | 2.2 | hjfg | 375 | 825
|  | u_ HofdL | 0.7 | hjfg | 375 | 262.5 | 1875
|  | O{6f | 560 | uf]6f | 7.5 | 4200
| lgdf{0f ;fdu¦L | l;d]G6 | 0.13 | d]=6= | 14200 | 1846
|  | afn'jf vf]nfsf] | 0.27 | 3=dL= | 1659.57 | 448.08
|  | kfgL | 150 | nL6/ | 0.25 | 37.5 | 6531.58
|  | v6sf] ;ffdfg | -u_ sf] #Ü n] |  |  |  | 7.87
[5 empty] | jf:tljs b//]6 |  | 8414.45
| b/ k¦lt 3=dL=sf] |  |  |  | !%Ü 7]s]bf/ cf]e/x]8 |  | 1262.16
?= | 9676.61 | k}= |  |  | hDdf b/ /]6 |  | 9676.61
30 | e'O{tNnfdf lrDgL e§fsf] O{6f pknAw ug]{,
C 2 | l;d]G6 d;nf -!M$_ tof/ u/L uf/f] nufpg]
% -@_ s | sfd #) dL6/;Dd 9'jfgL ;lxt
b/ ljZn]if0fsf] nflu ! 3=ld= lnOPsf]
| ;¦f]t ;fwg | tx÷lsl;d | kl/df0f | PsfO{ | b/ k¦lt PsfO{ | /sd | k¦To]s ;¦f]t ;fwgsf] hDdf
| >lds | s_ l;kfn' | 1.5 | hjfg | 525 | 787.5
|  | v_ HofdL | 2.2 | hjfg | 375 | 825
|  | u_ HofdL | 0.2 | hjfg | 375 | 75 | 1687.5
|  | O{6f | 560 | uf]6f | 7.5 | 4200
| lgdf{0f ;fdu¦L | l;d]G6 | 0.1 | d]=6= | 14200 | 1420
|  | afn'jf vf]nfsf] | 0.28 | 3=dL= | 1659.57 | 464.67
|  | kfgL | 130 | nL6/ | 0.25 | 32.5 | 6117.17
|  | v6sf] ;ffdfg | -u_ sf] #Ü n] |  |  |  | 2.25
[5 empty] | jf:tljs b//]6 |  | 7806.92
| b/ k¦lt 3=dL=sf] |  |  |  | !%Ü 7]s]bf/ cf]e/x]8 |  | 1171.03
?= | 8977.95 | k}= |  |  | hDdf b/ /]6 |  | 8977.95
31 | e'O{tNnfeGbf dfly lrDgL e§fsf] O{6f pknAw ug]{,
C 2 | l;d]G6 d;nf -!M$_ tof/ u/L uf/f] nufpg]
% -@_ v | sfd #) dL6/;Dd 9'jfgL ;lxt
b/ ljZn]if0fsf] nflu ! 3=ld= lnOPsf]
| ;¦f]t ;fwg | tx÷lsl;d | kl/df0f | PsfO{ | b/ k¦lt PsfO{ | /sd | k¦To]s ;¦f]t ;fwgsf] hDdf
| >lds | s_ l;kfn' | 1.5 | hjfg | 525 | 787.5
|  | v_ HofdL | 2.2 | hjfg | 375 | 825
|  | u_ HofdL | 0.7 | hjfg | 375 | 262.5 | 1875
|  | O{6f | 560 | uf]6f | 7.5 | 4200
| lgdf{0f ;fdu¦L | l;d]G6 | 0.1 | d]=6= | 14200 | 1420
|  | afn'jf vf]nfsf] | 0.28 | 3=dL= | 1659.57 | 464.67
|  | kfgL | 130 | nL6/ | 0.25 | 32.5 | 6117.17
|  | v6sf] ;ffdfg | -u_ sf] #Ü n] |  |  |  | 7.87
[5 empty] | jf:tljs b//]6 |  | 8000.04
| b/ k¦lt 3=dL=sf] |  |  |  | !%Ü 7]s]bf/ cf]e/x]8 |  | 1200
?= | 9200.04 | k}= |  |  | hDdf b/ /]6 |  | 9200.04
32 | e'O{tNnfdf lrDgL e§fsf] O{6f pknAw ug]{,
C 2 | l;d]G6 d;nf -!M^_ tof/ u/L uf/f] nufpg]
% -@_ s | sfd #) dL6/;Dd 9'jfgL ;lxt
b/ ljZn]if0fsf] nflu ! 3=ld= lnOPsf]
| ;¦f]t ;fwg | tx÷lsl;d | kl/df0f | PsfO{ | b/ k¦lt PsfO{ | /sd | k¦To]s ;¦f]t ;fwgsf] hDdf
| >lds | s_ l;kfn' | 1.5 | hjfg | 525 | 787.5
|  | v_ HofdL | 2.2 | hjfg | 375 | 825
|  | u_ HofdL | 0.2 | hjfg | 375 | 75 | 1687.5
|  | O{6f | 560 | uf]6f | 7.5 | 4200
| lgdf{0f ;fdu¦L | l;d]G6 | 0.07 | d]=6= | 14200 | 994
|  | afn'jf vf]nfsf] | 0.3 | 3=dL= | 1659.57 | 497.87
|  | kfgL | 100 | nL6/ | 0.25 | 25 | 5716.87
|  | v6sf] ;ffdfg | -u_ sf] #Ü n] |  |  |  | 2.25
[5 empty] | jf:tljs b//]6 |  | 7406.62
| b/ k¦lt 3=dL=sf] |  |  |  | !%Ü 7]s]bf/ cf]e/x]8 |  | 1110.99
?= | 8517.61 | k}= |  |  | hDdf b/ /]6 |  | 8517.61
33 | e'O{tNnfeGbf dfly lrDgL e§fsf] O{6f pknAw ug]{,
C 2 | l;d]G6 d;nf -!M^_ tof/ u/L uf/f] nufpg]
% -@_ v | sfd #) dL6/;Dd 9'jfgL ;lxt
b/ ljZn]if0fsf] nflu ! 3=ld= lnOPsf]
| ;¦f]t ;fwg | tx÷lsl;d | kl/df0f | PsfO{ | b/ k¦lt PsfO{ | /sd | k¦To]s ;¦f]t ;fwgsf] hDdf
| >lds | s_ l;kfn' | 1.5 | hjfg | 525 | 787.5
|  | v_ HofdL | 2.2 | hjfg | 375 | 825
|  | u_ HofdL | 0.7 | hjfg | 375 | 262.5 | 1875
|  | O{6f | 560 | uf]6f | 7.5 | 4200
| lgdf{0f ;fdu¦L | l;d]G6 | 0.07 | d]=6= | 14200 | 994
|  | afn'jf vf]nfsf] | 0.3 | 3=dL= | 1659.57 | 497.87
|  | kfgL | 100 | nL6/ | 0.25 | 25 | 5716.87
|  | v6sf] ;ffdfg | -u_ sf] #Ü n] |  |  |  | 7.87
[5 empty] | jf:tljs b//]6 |  | 7599.74
| b/ k¦lt 3=dL=sf] |  |  |  | !%Ü 7]s]bf/ cf]e/x]8 |  | 1139.96
?= | 8739.7 | k}= |  |  | hDdf b/ /]6 |  | 8739.7
34 | e'O{tNnfdf lrDgL e§fsf] O{6f pknAw ug]{,
C 2 | df6f]sf] d;nf tof/ u/L uf/f] nufpg] sfd
% -@_ s | #) dL6/;Dd 9'jfgL ;lxt
b/ ljZn]if0fsf] nflu ! 3=ld= lnOPsf]
| ;¦f]t ;fwg | tx÷lsl;d | kl/df0f | PsfO{ | b/ k¦lt PsfO{ | /sd | k¦To]s ;¦f]t ;fwgsf] hDdf
| >lds | s_ l;kfn' | 1 | hjfg | 525 | 525
|  | v_ HofdL | 1.7 | hjfg | 375 | 637.5
|  | u_ HofdL | 0.2 | hjfg | 375 | 75 | 1237.5
|  | O{6f | 560 | uf]6f | 7.5 | 4200
|  | df6f] | 0.42 | 3=dL= | 220 | 92.4
| lgdf{0f ;fdu¦L | kfgL | 100 | nL6/ | 0.25 | 25 | 4317.4
|  | v6sf] ;ffdfg | -u_ sf] 3Ü n] |  |  |  | 2.25
[5 empty] | jf:tljs b//]6 |  | 5557.15
| b/ k¦lt 3=dL=sf] |  |  |  | !%Ü 7]s]bf/ cf]e/x]8 |  | 833.57
?= | 6390.72 | k}= |  |  | hDdf b/ /]6 |  | 6390.72
35 | uf/f]sf] aflx/L ;txdf brL ckf k¦of]u u/L l;d]G6 jfn'jf -!M$_
C3 | d;nfdf uf/f] nufO{ r'gf;'sL{n] l6Ksf/ ;d]t ug]{ sfd
#) dL6/;Dd 9'jfgL ;lxt
b/ ljZn]if0fsf] nflu !) j=ld= lnOPsf]
| ;¦f]t ;fwg | tx÷lsl;d | kl/df0f | PsfO{ | b/ k¦lt PsfO{ | /sd | k¦To]s ;¦f]t ;fwgsf] hDdf
| >lds | s_ l;kfn' | 1.91 | hjfg | 525 | 1002.75
|  | v_ HofdL | 2.45 | hjfg | 375 | 918.75
|  | u_ HofdL | 0.2 | hjfg | 375 | 75 | 1996.5
|  | O{6f -brL ckf_ | 79.7 | uf]6f | 25 | 1992.5
| lgdf{0f ;fdu¦L | l;d]G6 | 0.04 | d]=6= | 14200 | 568
|  | jfn'jf | 0.17 | 3=dL= | 1659.57 | 282.12
|  | r'gf | 0.022 | s]lh | 16 | 0.35
|  | ;'sL{ | 0.022 | 3=dL= | 1121.49 | 24.67
|  | kfgL | 78 | nL6/ | 0.25 | 19.5 | 2887.14
|  | v6sf] ;ffdfg | -u_ sf] 3Ü n] |  |  |  | 2.25
[5 empty] | jf:tljs b//]6 |  | 4885.89
| b/ k¦lt j=dL=sf] |  |  |  | !%Ü 7]s]bf/ cf]e/x]8 |  | 732.88
?= | 561.877 | k}= |  |  | hDdf b/ /]6 |  | 5618.77
36 | O{6f uf/f]sf] sfd O{6f pknAw ug]{, l;d]G6, jfn'jf -!M^_ d;nf tof/ u/L ¥of6 6«ofk
C4 | af]08df uf/f] nufpg] sfd k"/f
#) dL6/;Dd 9'jfgL ;lxt
b/ ljZn]if0fsf] nflu ! 3=ld= lnOPsf]
| ;¦f]t ;fwg | tx÷lsl;d | kl/df0f | PsfO{ | b/ k¦lt PsfO{ | /sd | k¦To]s ;¦f]t ;fwgsf] hDdf
| >lds | s_ l;kfn' | 1.6 | hjfg | 525 | 840
|  | v_ HofdL | 2.2 | hjfg | 375 | 825
|  | u_ HofdL | 0.2 | hjfg | 375 | 75 | 1740
|  | O{6f | 400 | uf]6f | 7.5 | 3000
| lgdf{0f ;fdu¦L | l;d]G6 | 0.036 | d]=6= | 14200 | 511.2
|  | jfn'jf | 0.15 | 3=dL= | 1659.57 | 248.93
|  | kfgL | 60 | nL6/ | 0.25 | 15 | 3775.13
|  | v6sf] ;ffdfg | -u_ sf] 3Ü n] |  |  |  | 2.25
[5 empty] | jf:tljs b//]6 |  | 5517.38
| b/ k¦lt 3=dL=sf] |  |  |  | !%Ü 7]s]bf/ cf]e/x]8 |  | 827.6
?= | 6344.98 | k}= |  |  | hDdf b/ /]6 |  | 6344.98
9'+ufsf] -/a'n_ uf/f]sf] sfd ;fx¦f] Ans:6f]g pknAw ug]{,
37 | l;d]G6 d;nf !M# tof/ u/L uf/f] nufpg]
C6 | sfd k'/f !) dL6/;Dd 9'jfgL ;lxt
b/ ljZn]if0fsf] nflu ! 3=ld= lnOPsf]
| ;¦f]t ;fwg | tx÷lsl;d | kl/df0f | PsfO{ | b/ k¦lt PsfO{ | /sd | k¦To]s ;¦f]t ;fwgsf] hDdf
| >lds | s_ l;kfn' | 1.5 | hjfg | 525 | 787.5
|  | v_ HofdL | 5 | hjfg | 375 | 1875 | 2662.5
| lgdf{0f ;fdu¦L | l;d]G6 | 0.194 | d]=6= | 14200 | 2754.8
|  | afn'jf vf]nfsf] | 0.42 | 3=dL= | 1659.57 | 697.01
|  | Ans :6f]g | 1 | 3=dL= | 1483.02 | 1483.02
|  | jG8 :6f]g | 0.1 | 3=dL= | 1483.02 | 148.3
|  | kfgL | 120 | nL6/ | 0.25 | 30 | 5113.13
[5 empty] | jf:tljs b//]6 |  | 7775.63
| b/ k¦lt 3=dL=sf] |  |  |  | !%Ü 7]s]bf/ cf]e/x]8 |  | 1166.34
?= | 8941.97 | k}= |  |  | hDdf b/ /]6 |  | 8941.97
9'+ufsf] -/a'n_ uf/f]sf] sfd ;fx¦f] Ans:6f]g pknAw ug]{,
38 | l;d]G6 d;nf !M$ tof/ u/L uf/f] nufpg]
C6 | sfd k'/f !) dL6/;Dd 9'jfgL ;lxt
b/ ljZn]if0fsf] nflu ! 3=ld= lnOPsf]
| ;¦f]t ;fwg | tx÷lsl;d | kl/df0f | PsfO{ | b/ k¦lt PsfO{ | /sd | k¦To]s ;¦f]t ;fwgsf] hDdf
| >lds | s_ l;kfn' | 1.5 | hjfg | 525 | 787.5
|  | v_ HofdL | 5 | hjfg | 375 | 1875 | 2662.5
| lgdf{0f ;fdu¦L | l;d]G6 | 0.159 | d]=6= | 14200 | 2257.8
|  | afn'jf vf]nfsf] | 0.45 | 3=dL= | 1659.57 | 746.8
|  | Ans :6f]g | 1 | 3=dL= | 1483.02 | 1483.02
|  | jG8 :6f]g | 0.1 | 3=dL= | 1483.02 | 148.3
|  | kfgL | 100 | nL6/ | 0.25 | 25 | 4660.92
[5 empty] | jf:tljs b//]6 |  | 7323.42
| b/ k¦lt 3=dL=sf] |  |  |  | !%Ü 7]s]bf/ cf]e/x]8 |  | 1098.51
?= | 8421.93 | k}= |  |  | hDdf b/ /]6 |  | 8421.93
9'+ufsf] -/a'n_ uf/f]sf] sfd ;fx¦f] Ans:6f]g pknAw ug]{,
39 | l;d]G6 d;nf !M^ tof/ u/L uf/f] nufpg]
C6 | sfd k'/f !) dL6/;Dd 9'jfgL ;lxt
b/ ljZn]if0fsf] nflu ! 3=ld= lnOPsf]
| ;¦f]t ;fwg | tx÷lsl;d | kl/df0f | PsfO{ | b/ k¦lt PsfO{ | /sd | k¦To]s ;¦f]t ;fwgsf] hDdf
| >lds | s_ l;kfn' | 1.5 | hjfg | 525 | 787.5
|  | v_ HofdL | 5 | hjfg | 375 | 1875 | 2662.5
| lgdf{0f ;fdu¦L | l;d]G6 | 0.106 | d]=6= | 14200 | 1505.2
|  | afn'jf vf]nfsf] | 0.47 | 3=dL= | 1659.57 | 779.99
|  | Ans :6f]g | 1 | 3=dL= | 1483.02 | 1483.02
|  | jG8 :6f]g | 0.1 | 3=dL= | 1483.02 | 148.3
|  | kfgL | 70 | nL6/ | 0.25 | 17.5 | 3934.01
[5 empty] | jf:tljs b//]6 |  | 6596.51
| b/ k¦lt 3=dL=sf] |  |  |  | !%Ü 7]s]bf/ cf]e/x]8 |  | 989.47
?= | 7585.98 | k}= |  |  | hDdf b/ /]6 |  | 7585.98
40 | 9'+ufsf] -/a'n_ uf/f]sf] sfd ;fx¦f] Ans:6f]g pknAw ug]{, ;'Vvf uf/f] nufpg]
C6 | sfd k'/f #) dL6/;Dd 9'jfgL ;lxt
b/ ljZn]if0fsf] nflu ! 3=ld= lnOPsf]
| ;¦f]t ;fwg | tx÷lsl;d | kl/df0f | PsfO{ | b/ k¦lt PsfO{ | /sd | k¦To]s ;¦f]t ;fwgsf] hDdf
| >lds | s_ l;kfn' | 1 | hjfg | 525 | 525
|  | v_ HofdL | 2 | hjfg | 375 | 750 | 1275
| lgdf{0f ;fdu¦L | Ans :6f]g | 1 | 3=dL= | 1483.02 | 1483.02
|  | jG8 :6f]g | 0.1 | 3=dL= | 1483.02 | 148.3 | 1631.32
[5 empty] | jf:tljs b//]6 |  | 2906.32
| b/ k¦lt 3=dL=sf] |  |  |  | !%Ü 7]s]bf/ cf]e/x]8 |  | 435.94
?= | 3342.26 | k}= |  |  | hDdf b/ /]6 |  | 3342.26
9'+ufsf] -/a'n_ uf/f]sf] sfd ;fx¦f] Ans:6f]g pknAw ug]{,
41 | df6f]sf] d;nf tof/ u/L uf/f] nufpg]
C6 | sfd k'/f #) dL6/;Dd 9'jfgL ;lxt
b/ ljZn]if0fsf] nflu ! 3=ld= lnOPsf]
| ;¦f]t ;fwg | tx÷lsl;d | kl/df0f | PsfO{ | b/ k¦lt PsfO{ | /sd | k¦To]s ;¦f]t ;fwgsf] hDdf
| >lds | s_ l;kfn' | 1 | hjfg | 525 | 525
|  | v_ HofdL | 2.25 | hjfg | 375 | 843.75 | 1368.75
| lgdf{0f ;fdu¦L | Ans :6f]g | 1 | 3=dL= | 1483.02 | 1483.02
|  | jG8 :6f]g | 0.1 | 3=dL= | 1483.02 | 148.3
|  | df6f] | 0.42 | 3=dL= | 220 | 92.4
|  | kfgL | 70 | nL6/ | 0.25 | 17.5 | 1741.22
[5 empty] | jf:tljs b//]6 |  | 3109.97
| b/ k¦lt 3=dL=sf] |  |  |  | !%Ü 7]s]bf/ cf]e/x]8 |  | 466.49
?= | 3576.46 | k}= |  |  | hDdf b/ /]6 |  | 3576.46
42 | s'+b]sf] 9'+ufsf] sfd l;d]G6 afn'jf -!M^_ df
C9 | b/ ljZn]if0fsf] nflu !) 3=ld= lnOPsf]
| ;¦f]t ;fwg | tx÷lsl;d | kl/df0f | PsfO{ | b/ k¦lt PsfO{ | /sd | k¦To]s ;¦f]t ;fwgsf] hDdf
| >lds | s_ l;kfn' | 15 | hjfg | 525 | 7875
|  | v_ HofdL | 30 | hjfg | 375 | 11250 | 19125
| lgdf{0f ;fdu¦L | s'+b]sf] 9'+uf | 11 | 3=dL= | 1483.02 | 16313.22
|  | l;d]G6 | 1.4 | d]=6= | 14200 | 19880
|  | afn'jf | 4.2 | 3=dL= | 1659.57 | 6970.19
|  | kfgL | 900 | nL6/ | 0.25 | 225 | 43388.41
[5 empty] | jf:tljs b//]6 |  | 62513.41
| b/ k¦lt 3=dL=sf] |  |  |  | !%Ü 7]s]bf/ cf]e/x]8 |  | 9377.01
| 71890.42 | ?= | 7189.04 | k}= | hDdf b/ /]6 |  | 71890.42
10
43 | husf] vf8ndf 9'+uf eg]{ / n]en ug]{ sfd
C10 | #) dL6/;Dd 9'jfgL ;lxt
b/ ljZn]if0fsf] nflu ! 3=ld= lnOPsf]
| ;¦f]t ;fwg | tx÷lsl;d | kl/df0f | PsfO{ | b/ k¦lt PsfO{ | /sd | k¦To]s ;¦f]t ;fwgsf] hDdf
| >lds | HofdL | 1.5 | hjfg | 375 | 562.5 | 562.5
| lgdf{0f ;fdu¦L | Ans :6f]g | 1 | 3=dL= | 1483.02 | 1483.02
|  | jG8 :6f]g | 0.2 | 3=dL= | 1483.02 | 296.6 | 1779.62
[5 empty] | jf:tljs b//]6 |  | 2342.12
| b/ k¦lt 3=dL=sf] |  |  |  | !%Ü 7]s]bf/ cf]e/x]8 |  | 351.31
?= | 2693.43 | k}= |  |  | hDdf b/ /]6 |  | 2693.43
44 | s+lqm6 xf]nf] Anssf] uf/f] l;d]G6, jfn'jf -!M$_ df nufpg] sfd
C13 | #) dL= ;Dd 9'jfgL ;d]t
b/ ljZn]if0fsf] nflu ! j=ld= lnOPsf]
| ;¦f]t ;fwg | tx÷lsl;d | kl/df0f | PsfO{ | b/ k¦lt PsfO{ | /sd | k¦To]s ;¦f]t ;fwgsf] hDdf
| >lds | s_ l;kfn' | 0.25 | hjfg | 0 | 0
|  | v_ HofdL | 0.25 | hjfg | 0 | 0 | 0
| lgdf{0f ;fdu¦L | !%)X@))X@)) Pd=Pd=sf] xf]nf] Ans | 19 | j6f | 0 | 0
|  | l;d]G6 | 0.014 | d]=6= | 0 | 0
|  | afn'jf | 0.044 | 3=dL= | 0 | 0
|  | kfgL | 12 | nL6/ | 0 | 0 | 0
[5 empty] | jf:tljs b//]6 |  | 0
| b/ k¦lt 3=dL=sf] |  |  |  | !%Ü 7]s]bf/ cf]e/x]8 |  | 0
?= | 0 | k}= |  |  | hDdf b/ /]6 |  | 0
hu leQf kvf{ndf l;d]G6 s+lqm6 ug]{ sfd dfn;fdfg pknAw ug]{
45 | #) dL6/;Dd 9'jfgL ;lxt
D1 | -lk=;L=;L= !M$M*_
b/ ljZn]if0fsf] nflu ! 3=ld= lnOPsf]
| ;¦f]t ;fwg | tx÷lsl;d | kl/df0f | PsfO{ | b/ k¦lt PsfO{ | /sd | k¦To]s ;¦f]t ;fwgsf] hDdf
| >lds | s_ l;kfn' | 1 | hjfg | 525 | 525
|  | v_ HofdL | 4 | hjfg | 375 | 1500 | 2025
| lgdf{0f ;fdu¦L | l;d]G6 | 0.17 | d]=6= | 14200 | 2414
|  | $) dL=dL=9'+uf -qm;\8_ /f]8f | 0.65 | 3=dL= | 1836.12 | 1193.47
|  | @) dL=dL=9'+uf -qm;\8_ /f]8f | 0.24 | 3=dL= | 1906.74 | 457.61
|  | v;¦f] afn'jf vf]nfsf] | 0.47 | 3=dL= | 1659.57 | 779.99
|  | kfgL | 100 | nL6/ | 0.25 | 25 | 4870.07
[5 empty] | jf:tljs b//]6 |  | 6895.07
| b/ k¦lt 3=dL=sf] |  |  |  | !%Ü 7]s]bf/ cf]e/x]8 |  | 1034.26
?= | 7929.33 | k}= |  |  | hDdf b/ /]6 |  | 7929.33
46
D1 | hu leQf kvf{ndf l;d]G6 s+lqm6 ug]{ sfd dfn;fdfg pknAw ug]{ #) dL6/;Dd 9'jfgL ;lxt
-lk=;L=;L= !M#M^_
b/ ljZn]if0fsf] nflu ! 3=ld= lnOPsf]
| ;¦f]t ;fwg | tx÷lsl;d | kl/df0f | PsfO{ | b/ k¦lt PsfO{ | /sd | k¦To]s ;¦f]t ;fwgsf] hDdf
| >lds | s_ l;kfn' | 1 | hjfg | 525 | 525
|  | v_ HofdL | 4 | hjfg | 375 | 1500 | 2025
| lgdf{0f ;fdu¦L | l;d]G6 | 0.22 | d]=6= | 14200 | 3124
|  | $) dL=dL=9'+uf -qm;\8_ /f]8f | 0.65 | 3=dL= | 1836.12 | 1193.47
|  | @) dL=dL=9'+uf -qm;\8_ /f]8f | 0.24 | 3=dL= | 1906.74 | 457.61
|  | v;¦f] afn'jf vf]nfsf] | 0.47 | 3=dL= | 1659.57 | 779.99
|  | kfgL | 120 | nL6/ | 0.25 | 30 | 5585.07
[5 empty] | jf:tljs b//]6 |  | 7610.07
| b/ k¦lt 3=dL=sf] |  |  |  | !%Ü 7]s]bf/ cf]e/x]8 |  | 1141.51
?= | 8751.58 | k}= |  |  | hDdf b/ /]6 |  | 8751.58
hu leQf kvf{ndf l;d]G6 s+lqm6 ug]{ sfd dfn;fdfg pknAw ug]{
47 | #) dL6/;Dd 9'jfgL ;lxt
D1 | -lk=;L=;L= !M@M$_
b/ ljZn]if0fsf] nflu ! 3=ld= lnOPsf]
| ;¦f]t ;fwg | tx÷lsl;d | kl/df0f | PsfO{ | b/ k¦lt PsfO{ | /sd | k¦To]s ;¦f]t ;fwgsf] hDdf
| >lds | s_ l;kfn' | 1 | hjfg | 525 | 525
|  | v_ HofdL | 4 | hjfg | 375 | 1500 | 2025
| lgdf{0f ;fdu¦L | l;d]G6 | 0.32 | d]=6= | 14200 | 4544
|  | $) dL=dL=9'+uf -qm;\8_ /f]8f | 0.52 | 3=dL= | 1836.12 | 954.78
|  | @) dL=dL=9'+uf -qm;\8_ /f]8f | 0.22 | 3=dL= | 1906.74 | 419.48
|  | !) dL=dL=9'+uf /f]8f | 0.11 | 3=dL= | 1730.19 | 190.32
|  | v;¦f] afn'jf | 0.445 | 3=dL= | 1659.57 | 738.5
|  | kfgL | 150 | nL6/ | 0.25 | 37.5 | 6884.58
[5 empty] | jf:tljs b//]6 |  | 8909.58
| b/ k¦lt 3=dL=sf] |  |  |  | !%Ü 7]s]bf/ cf]e/x]8 |  | 1336.43
?= | 10246.01 | k}= |  |  | hDdf b/ /]6 |  | 10246.01
;'k/ :6«Sr/, 8]s :n]a ljdx?df l;d]G6 s+lqm6 ug]{ sfd
48 | dfn;fdfg pknAw ug]{ #) dL6/;Dd 9'jfgL ;d]t
D2 | -lk=;L=;L= !M@M$_
b/ ljZn]if0fsf] nflu ! 3=ld= lnOPsf]
| ;¦f]t ;fwg | tx÷lsl;d | kl/df0f | PsfO{ | b/ k¦lt PsfO{ | /sd | k¦To]s ;¦f]t ;fwgsf] hDdf
| >lds | s_ l;kfn' | 0.8 | hjfg | 525 | 420
|  | v_ HofdL | 7 | hjfg | 375 | 2625 | 3045
| lgdf{0f ;fdu¦L | l;d]G6 | 0.32 | d]=6= | 14200 | 4544
|  | $) dL=dL=9'+uf -qm;\8_ /f]8f | 0.52 | 3=dL= | 1836.12 | 954.78
|  | @) dL=dL=9'+uf -qm;\8_ /f]8f | 0.22 | 3=dL= | 1906.74 | 419.48
|  | !) dL=dL=9'+uf -qm;\8_ /f]8f | 0.11 | 3=dL= | 1730.19 | 190.32
|  | v;¦f] afn'jf vf]nfsf] | 0.445 | 3=dL= | 1659.57 | 738.5
|  | kfgL | 150 | nL6/ | 0.25 | 37.5 | 6884.58
[5 empty] | jf:tljs b//]6 |  | 9929.58
| b/ k¦lt 3=dL=sf] |  |  |  | !%Ü 7]s]bf/ cf]e/x]8 |  | 1489.43
?= | 11419.01 | k}= |  |  | hDdf b/ /]6 |  | 11419.01
;'k/ :6«Sr/, 8]s :n]a ljdx?df l;d]G6 s+lqm6 ug]{ sfd
49 | dfn;fdfg pknAw ug]{ #) dL6/;Dd 9'jfgL ;d]t
D2 | -lk=;L=;L= ! M !!÷@ M #_
b/ ljZn]if0fsf] nflu ! 3=ld= lnOPsf]
| ;¦f]t ;fwg | tx÷lsl;d | kl/df0f | PsfO{ | b/ k¦lt PsfO{ | /sd | k¦To]s ;¦f]t ;fwgsf] hDdf
| >lds | s_ l;kfn' | 0.8 | hjfg | 525 | 420
|  | v_ HofdL | 7 | hjfg | 375 | 2625 | 3045
| lgdf{0f ;fdu¦L | l;d]G6 | 0.4 | d]=6= | 14200 | 5680
|  | @) dL=dL=9'+uf -qm;\8_ /f]8f | 0.57 | 3=dL= | 1906.74 | 1086.84
|  | !) dL=dL=9'+uf -qm;\8_ /f]8f | 0.29 | 3=dL= | 1730.19 | 501.75
|  | v;¦f] afn'jf | 0.425 | 3=dL= | 1659.57 | 705.31
|  | kfgL | 200 | nL6/ | 0.25 | 50 | 8023.9
[5 empty] | jf:tljs b//]6 |  | 11068.9
| b/ k¦lt 3=dL=sf] |  |  |  | !%Ü 7]s]bf/ cf]e/x]8 |  | 1660.33
?= | 12729.23 | k}= |  |  | hDdf b/ /]6 |  | 12729.23
;'k/ :6«Sr/, 8]s :n]a ljdx?df l;d]G6 s+lqm6 ug]{ sfd
50 | dfn;fdfg pknAw ug]{ #) dL6/;Dd 9'jfgL ;d]t
D2 | -lk=;L=;L= !M!M@_
b/ ljZn]if0fsf] nflu ! 3=ld= lnOPsf]
| ;¦f]t ;fwg | tx÷lsl;d | kl/df0f | PsfO{ | b/ k¦lt PsfO{ | /sd | k¦To]s ;¦f]t ;fwgsf] hDdf
| >lds | s_ l;kfn' | 0.8 | hjfg | 525 | 420
|  | v_ HofdL | 7 | hjfg | 375 | 2625 | 3045
| lgdf{0f ;fdu¦L | l;d]G6 | 0.61 | d]=6= | 14200 | 8662
|  | @) dL=dL=9'+uf -qm;\8_ /f]8f | 0.64 | 3=dL= | 1906.74 | 1220.31
|  | !) dL=dL=9'+uf -qm;\8_ /f]8f | 0.21 | 3=dL= | 1730.19 | 363.33
|  | v;¦f] afn'jf vf]nfsf] | 0.425 | 3=dL= | 1659.57 | 705.31
|  | kfgL | 300 | nL6/ | 0.25 | 75 | 11025.95
[5 empty] | jf:tljs b//]6 |  | 14070.95
| b/ k¦lt 3=dL=sf] |  |  |  | !%Ü 7]s]bf/ cf]e/x]8 |  | 2110.64
?= | 16181.59 | k}= |  |  | hDdf b/ /]6 |  | 16181.59
51 | d]lzgsf] k¦of]u u/L hu leQf kvf{ndf l;d]G6 s+lqm6 ug]{ sfd dfn;fdfg pknAw ug]{
D3 | #) dL6/;Dd 9'jfgL ;lxt
-lk=;L=;L= !M#M^_
b/ ljZn]if0fsf] nflu ! 3=ld= lnOPsf]
| ;¦f]t ;fwg | tx÷lsl;d | kl/df0f | PsfO{ | b/ k¦lt PsfO{ | /sd | k¦To]s ;¦f]t ;fwgsf] hDdf
| >lds | s_ l;kfn' | 0.5 | hjfg | 525 | 262.5
|  | v_ HofdL | 3.5 | hjfg | 375 | 1312.5 | 1575
| lgdf{0f ;fdu¦L | l;d]G6 | 0.22 | d]=6= | 14200 | 3124
|  | $) dL=dL=9'+uf -qm;\8_ /f]8f | 0.65 | 3=dL= | 1836.12 | 1193.47
|  | @) dL=dL=9'+uf -qm;\8_ /f]8f | 0.24 | 3=dL= | 1906.74 | 457.61
|  | v;¦f] afn'jf vf]nfsf] | 0.425 | 3=dL= | 1659.57 | 705.31
|  | kfgL | 100 | nL6/ | 0.25 | 25
|  | l8h]n | 3 | nL6/ | 98 | 294
|  | k]6«f]n | 0.1 | nL6/ | 125 | 12.5 | 5811.89
| oflGqs pks/0f | ldS;/ | 0.6 | 306f | 1875 | 1125
|  | efOa]¦6/ | 0.25 | 306f | 120 | 30 | 1155
[5 empty] | jf:tljs b//]6 |  | 8541.89
| b/ k¦lt 3=dL=sf] |  |  |  | !%Ü 7]s]bf/ cf]e/x]8 |  | 1281.28
?= | 9823.17 | k}= |  |  | hDdf b/ /]6 |  | 9823.17
52 | d]lzgsf] k¦of]u u/L hu leQf kvf{ndf l;d]G6 s+lqm6 ug]{ sfd dfn;fdfg pknAw ug]{
D3 | #) dL6/;Dd 9'jfgL ;lxt
-lk=;L=;L= !M@M$_
b/ ljZn]if0fsf] nflu ! 3=ld= lnOPsf]
| ;¦f]t ;fwg | tx÷lsl;d | kl/df0f | PsfO{ | b/ k¦lt PsfO{ | /sd | k¦To]s ;¦f]t ;fwgsf] hDdf
| >lds | s_ l;kfn' | 0.5 | hjfg | 525 | 262.5
|  | v_ HofdL | 3.5 | hjfg | 375 | 1312.5 | 1575
| lgdf{0f ;fdu¦L | l;d]G6 | 0.32 | d]=6= | 14200 | 4544
|  | $) dL=dL=9'+uf -qm;\8_ /f]8f | 0.52 | 3=dL= | 1836.12 | 954.78
|  | @) dL=dL=9'+uf -qm;\8_ /f]8f | 0.33 | 3=dL= | 1906.74 | 629.22
|  | v;¦f] afn'jf vf]nfsf] | 0.445 | 3=dL= | 1659.57 | 738.5
|  | kfgL | 130 | nL6/ | 0.25 | 32.5
|  | l8h]n | 3 | nL6/ | 98 | 294
|  | k]6«f]n | 0.1 | nL6/ | 125 | 12.5 | 7205.5
| oflGqs pks/0f | ldS;/ | 0.6 | 306f | 1875 | 1125
|  | efOa]¦6/ | 0.25 | 306f | 120 | 30 | 1155
[5 empty] | jf:tljs b//]6 |  | 9935.5
| b/ k¦lt 3=dL=sf] |  |  |  | !%Ü 7]s]bf/ cf]e/x]8 |  | 1490.32
?= | 11425.82 | k}= |  |  | hDdf b/ /]6 |  | 11425.82
53 | d]lzgsf] k¦of]u u/L ;'k/ :6«Sr/df l;d]G6 s+lqm6 ug]{ sfd dfn;fdfg pknAw ug]{
D4 | #) dL6/;Dd 9'jfgL ;lxt
-lk=;L=;L= !M!=%M#_
b/ ljZn]if0fsf] nflu ! 3=ld= lnOPsf]
| ;¦f]t ;fwg | tx÷lsl;d | kl/df0f | PsfO{ | b/ k¦lt PsfO{ | /sd | k¦To]s ;¦f]t ;fwgsf] hDdf
| >lds | s_ l;kfn' | 0.5 | hjfg | 525 | 262.5
|  | v_ HofdL | 3.5 | hjfg | 375 | 1312.5 | 1575
| lgdf{0f ;fdu¦L | l;d]G6 | 0.4 | d]=6= | 14200 | 5680
|  | @) dL=dL=9'+uf -qm;\8_ /f]8f | 0.57 | 3=dL= | 1906.74 | 1086.84
|  | !) dL=dL=9'+uf -qm;\8_ /f]8f | 0.29 | 3=dL= | 1730.19 | 501.75
|  | v;¦f] afn'jf vf]nfsf] | 0.425 | 3=dL= | 1659.57 | 705.31
|  | kfgL | 200 | nL6/ | 0.25 | 50
|  | l8h]n | 3 | nL6/ | 98 | 294
|  | k]6«f]n | 0.1 | nL6/ | 125 | 12.5 | 8330.4
| oflGqs pks/0f | ldS;/ | 0.6 | 306f | 1875 | 1125
|  | efOa]¦6/ | 0.25 | 306f | 120 | 30 | 1155
[5 empty] | jf:tljs b//]6 |  | 11060.4
| b/ k¦lt 3=dL=sf] |  |  |  | !%Ü 7]s]bf/ cf]e/x]8 |  | 1659.06
?= | 12719.46 | k}= |  |  | hDdf b/ /]6 |  | 12719.46
54 | d]lzgsf] k¦of]u u/L ;'k/ :6«Sr/df l;d]G6 s+lqm6 ug]{ sfd dfn;fdfg pknAw ug]{
D4 | #) dL6/;Dd 9'jfgL ;lxt
-lk=;L=;L= !M!M@_
b/ ljZn]if0fsf] nflu ! 3=ld= lnOPsf]
| ;¦f]t ;fwg | tx÷lsl;d | kl/df0f | PsfO{ | b/ k¦lt PsfO{ | /sd | k¦To]s ;¦f]t ;fwgsf] hDdf
| >lds | s_ l;kfn' | 0.5 | hjfg | 525 | 262.5
|  | v_ HofdL | 3.5 | hjfg | 375 | 1312.5 | 1575
| lgdf{0f ;fdu¦L | l;d]G6 | 0.61 | d]=6= | 14200 | 8662
|  | @) dL=dL=9'+uf -qm;\8_ /f]8f | 0.64 | 3=dL= | 1906.74 | 1220.31
|  | !) dL=dL=9'+uf -qm;\8_ /f]8f | 0.21 | 3=dL= | 1730.19 | 363.33
|  | v;¦f] afn'jf vf]nfsf] | 0.425 | 3=dL= | 1659.57 | 705.31
|  | kfgL | 300 | nL6/ | 0.25 | 75
|  | l8h]n | 3 | nL6/ | 98 | 294
|  | k]6«f]n | 0.1 | nL6/ | 125 | 12.5 | 11332.45
| oflGqs pks/0f | ldS;/ | 0.6 | 306f | 1875 | 1125
|  | efOa]¦6/ | 0.25 | 306f | 120 | 30 | 1155
[5 empty] | jf:tljs b//]6 |  | 14062.45
| b/ k¦lt 3=dL=sf] |  |  |  | !%Ü 7]s]bf/ cf]e/x]8 |  | 2109.36
?= | 16171.81 | k}= |  |  | hDdf b/ /]6 |  | 16171.81
55 | d]lzgsf] k¦of]u u/L ;'k/ :6«Sr/df dfOqmf] l;lnsf tyf Knfli6;fOh/sf] k¦of]u u/L l;d]G6 s+lqm6 ug]{ sfd
D5 | dfn;fdfg pknAw #) dL6/;Dd 9'jfgL ;lxt
-lk=;L=;L= !M!M@_
b/ ljZn]if0fsf] nflu ! 3=ld= lnOPsf]
| ;¦f]t ;fwg | tx÷lsl;d | kl/df0f | PsfO{ | b/ k¦lt PsfO{ | /sd | k¦To]s ;¦f]t ;fwgsf] hDdf
| >lds | s_ l;kfn' | 0.5 | hjfg | 525 | 262.5
|  | v_ HofdL | 3.5 | hjfg | 375 | 1312.5 | 1575
| lgdf{0f ;fdu¦L | l;d]G6 | 0.6 | d]=6= | 14200 | 8520
|  | !)–@) dL=dL=9'+uf -qm;\8_ /f]8f | 0.825 | 3=dL= | 1730.19 | 1427.4
|  | v;¦f] afn'jf vf]nfsf] | 0.412 | 3=dL= | 1659.57 | 683.74
|  | ;'k/ Knfli6;fOh/ | 12 | nL6/ | 250 | 3000
|  | dfOqmf] l;lnsf | 40 | s]=hL= | 289 | 11560
|  | kfgL | 150 | nL6/ | 0.25 | 37.5
|  | l8h]n | 3 | nL6/ | 98 | 294
|  | k]6«f]n | 0.1 | nL6/ | 125 | 12.5 | 25535.14
| oflGqs pks/0f | ldS;/ | 0.6 | 306f | 1875 | 1125
|  | efOa]¦6/ | 0.25 | 306f | 120 | 30 | 1155
[5 empty] | jf:tljs b//]6 |  | 28265.14
| b/ k¦lt 3=dL=sf] |  |  |  | !%Ü 7]s]bf/ cf]e/x]8 |  | 4239.77
?= | 32504.91 | k}= |  |  | hDdf b/ /]6 |  | 32504.91
56 | ;'k/ :6«Sr/df l8hfOg adf]lhdsf] M20 grade sf] /]l8ldS; s+lqm6 k¦of]u u/L 9nfg ug]{ sfd
D6 | dfn;fdfg pknAw ug]{ / ;fO{6;Dd 9'jfgL ;d]t
b/ ljZn]if0fsf] nflu ! 3=ld= lnOPsf]
| ;¦f]t ;fwg | tx÷lsl;d | kl/df0f | PsfO{ | b/ k¦lt PsfO{ | /sd | k¦To]s ;¦f]t ;fwgsf] hDdf
| >lds | s_ l;kfn' | 0.5 | hjfg | 525 | 262.5
|  | v_ HofdL | 3.5 | hjfg | 375 | 1312.5 | 1575
| lgdf{0f ;fdu¦L | M20 grade /]l8ldS; s+lqm6 | 1 | 3=dL= | 9247.7 | 9247.7 | 9247.7
| oflGqs pks/0f | efOa]¦6/ | 0.25 | 306f | 120 | 30 | 30
[5 empty] | jf:tljs b//]6 |  | 10852.7
| b/ k¦lt 3=dL=sf] |  |  |  | !%Ü 7]s]bf/ cf]e/x]8 |  | 1627.9
?= | 12480.6 | k}= |  |  | hDdf b/ /]6 |  | 12480.6
57 | hudf cf/=l;=l;= sf] l;Ën c08//Ld kfOn 9nfg ug]{ sfd
D7 | dfn;fdfg pknAw ug]{ / #) dL6/;Dd 9'jfgL ;lxt
-ljZn]if0fsf] nflu #&% ld=ld= Jof; / ^ ld6/ nDafOsf] kfO{k / M20 s+lqm6 lnOPsf]_
b/ ljZn]if0fsf] nflu ! 3=ld= lnOPsf]
| ;¦f]t ;fwg | tx÷lsl;d | kl/df0f | PsfO{ | b/ k¦lt PsfO{ | /sd | k¦To]s ;¦f]t ;fwgsf] hDdf
| >lds | s_ l;kfn' | 2.72 | hjfg | 525 | 1428
|  | v_ HofdL | 7.5 | hjfg | 375 | 2812.5 | 4240.5
| lgdf{0f ;fdu¦L | l;d]G6 | 0.36 | d]=6= | 14200 | 5112
|  | $) dL=dL=9'+uf -qm;\8_ /f]8f | 0.54 | 3=dL= | 1836.12 | 991.5
|  | @) dL=dL=9'+uf -qm;\8_ /f]8f | 0.27 | 3=dL= | 1906.74 | 514.81
|  | v;¦f] afn'jf vf]nfsf] | 0.37 | 3=dL= | 1659.57 | 614.04
|  | kfgL | 200 | nL6/ | 0.25 | 50
|  | a]G6f]g]6 kfp8/ -$) s]hL = ! Aff]/f_ | 2.5 | jf]/f | 368 | 920 | 8202.35
| oflGqs pks/0f | ldS;/ | 0.6 | 306f | 1875 | 1125
|  | efOa]¦6/ | 0.25 | 306f | 120 | 30 | 1155
[5 empty] | jf:tljs b//]6 |  | 13597.85
| b/ k¦lt 3=dL=sf] |  |  |  | !%Ü 7]s]bf/ cf]e/x]8 |  | 2039.67
?= | 15637.52 | k}= |  |  | hDdf b/ /]6 |  | 15637.52
cf/=;L=;L= nflu kmnfd] 808L sf6\g], df]8\g]
58 | gS:ff cg';f/ 7fpFdf /fvL afFWg] sfd
D9 | #) dL6/;Dd 9'jfgL ;lxt
b/ ljZn]if0fsf] nflu ! Df]=6= lnOPsf]
| ;¦f]t ;fwg | tx÷lsl;d | kl/df0f | PsfO{ | b/ k¦lt PsfO{ | /sd | k¦To]s ;¦f]t ;fwgsf] hDdf
| >lds | s_ l;kfn' | 12 | hjfg | 525 | 6300
|  | v_ HofdL | 12 | hjfg | 375 | 4500 | 10800
| lgdf{0f ;fdu¦L | 808L | 1.05 | d]=6= | 80800 | 84840
|  | hL=cfO{=afFWg] tf/ | 10 | s]=hL= | 93.86 | 938.6 | 85778.6
[5 empty] | jf:tljs b//]6 |  | 96578.6
| b/ k¦lt d]=6=sf] |  |  |  | !%Ü 7]s]bf/ cf]e/x]8 |  | 14486.79
?= | 111065.39 | k}= |  |  | hDdf b/ /]6 |  | 111065.39
sf7df kmdf{ agfpg] sfd, dfn;fdfgsf] pknlAw, 5gf}6 ug]{, gS;f cg';f/ kmdf{ /fVg]
59 | lsnf / cGt/ nufpg] kmdf{ lemSg], x6fpg] #) ld6/;Dd 9'jfgL ;lxt
kmz{ / :n]j h:tf sfd
b/ ljZn]if0fsf] nflu !) j=ld= lnOPsf]
| ;¦f]t ;fwg | tx÷lsl;d | kl/df0f | PsfO{ | b/ k¦lt PsfO{ | /sd | k¦To]s ;¦f]t ;fwgsf] hDdf
| >lds | s_ l;kfn' | 1.72 | hjfg | 525 | 903
|  | v_ HofdL | 2.57 | hjfg | 375 | 963.75 | 1866.75
| lgdf{0f ;fdu¦L | :yfgLo s'–sf7 | 0.07 | 3=dL= | 33721.05 | 2360.47
|  | lsnf | 2.5 | s]=hL= | 99 | 247.5 | 2607.97
[5 empty] | jf:tljs b//]6 |  | 4474.72
| b/ k¦lt j=dL=sf] |  |  |  | !%Ü 7]s]bf/ cf]e/x]8 |  | 671.2
| 5145.92 | ?= | 514.59 | k}= | hDdf b/ /]6 |  | 5145.92
10
gf]6 M ^ k6s;Dd k¦of]u ug{ ;lsg] To; kl5 kmdf{sf] d"No @%Ü afFls /xg] lx;fj ul/Psf] -)=&% X )=%@^Ö)=)& 3=dL=_
sf]nd -kf]i6_ kmdf{ nufpgnfO{ v8f ug]{, sfd ldnfpg], lsnf nufpg]
60 | eTsfpg] / x6fpg] / #) ld6/;Dd 9'jfgL ug]{ cflb ;d]t
E1 | kmdf{sf] sfd @ ld= ;Dd uf]nfO{sf] sf]nd .
b/ ljZn]if0fsf] nflu !) j=ld= lnOPsf]
| ;¦f]t ;fwg | tx÷lsl;d | kl/df0f | PsfO{ | b/ k¦lt PsfO{ | /sd | k¦To]s ;¦f]t ;fwgsf] hDdf
| >lds | s_ l;kfn' | 3.748 | hjfg | 525 | 1967.7
|  | v_ HofdL | 5.622 | hjfg | 375 | 2108.25 | 4075.95
| lgdf{0f ;fdu¦L | :yfgLo s'–sf7 | 0.07 | 3=dL= | 33721.05 | 2360.47
|  | lsnf | 2.5 | s]=hL= | 99 | 247.5 | 2607.97
[5 empty] | jf:tljs b//]6 |  | 6683.92
| b/ k¦lt j=dL=sf] |  |  |  | !%Ü 7]s]bf/ cf]e/x]8 |  | 1002.58
| 7686.5 | ?= | 768.65 | k}= | hDdf b/ /]6 |  | 7686.5
10
61
E2 | kmnfdsf] kfOk (Prop), KnfOjf]8{ k¦of]u u/L km;{ / :nfjsf] nflu kmdf{ agfpg] sfd .
b/ ljZn]if0fsf] nflu !)) j=ld= lnOPsf]
| ;¦f]t ;fwg | tx÷lsl;d | kl/df0f | PsfO{ | b/ k¦lt PsfO{ | /sd | k¦To]s ;¦f]t ;fwgsf] hDdf
| >lds | s_ l;kfn' | 17.2 | hjfg | 525 | 9030
|  | v_ HofdL | 25.7 | hjfg | 375 | 9637.5 | 18667.5
| lgdf{0f ;fdu¦L | !( dL=dL= jf]8{ | 16.5 | j=dL= | 1022.2 | 16866.3
|  | :yfgLo s'–sf7 | 0.232 | 3=dL= | 33721.05 | 7823.28
|  | kmnfd] kfO{k (NMB 50-M) | 4.4 | ;+Vof | 1540 | 6776
|  | lsnf sfF6L | 25 | s]=hL= | 99 | 2475 | 33940.58
[5 empty] | jf:tljs b//]6 |  | 52608.08
| b/ k¦lt j=dL=sf] |  |  |  | !%Ü 7]s]bf/ cf]e/x]8 |  | 7891.21
| 60499.29 | ?= | 604.99 | k}= | hDdf b/ /]6 |  | 60499.29
100
gf]6 M sf7 M ^ k6s;dd k¦of]u ug{ ;lsg] To;kl5 @%Ü d"No afFsL /xg] lx;fan] ul/Psf]
1.6875x1.1x0.7516= 0.232
M KNffO{ M ^ k6s;dd k¦of]u ug{ ;lsg] To;kl5 !)Ü d"No afFsL /xg] lx;fan] ul/Psf]
100x1.1x0.9/6=16.5
M kfO{k M !% k6s;Dd k¦of]u ug{ ;lsg] To;kl5 @%Ü d"No afFsL /xg] lx;fan] ul/Psf]
88/15x0.75 =4.4
:6«Sr/sf] jLdsf] nflu kmdf{ agfpg] sfd 5gf}6 ug]{ h8fg ug]{
62 | lsnf nufpg] cfO{lnË eTsfpg] x6fpg] #) dL= ;Dd 9'jfgL ;lxt
E3 | jLdsf] prfO{ )=#) dL= ;Dd .
b/ ljZn]if0fsf] nflu !) j=ld= lnOPsf]
| ;¦f]t ;fwg | tx÷lsl;d | kl/df0f | PsfO{ | b/ k¦lt PsfO{ | /sd | k¦To]s ;¦f]t ;fwgsf] hDdf
| >lds | s_ l;kfn' | 4 | hjfg | 525 | 2100
|  | v_ HofdL | 6 | hjfg | 375 | 2250 | 4350
| lgdf{0f ;fdu¦L | :yfgLo s'–sf7 | 0.07 | 3=dL= | 33721.05 | 2360.47
|  | lsnf | 2.5 | s]=hL= | 99 | 247.5 | 2607.97
[5 empty] | jf:tljs b//]6 |  | 6957.97
| b/ k¦lt j=dL=sf] |  |  |  | !%Ü 7]s]bf/ cf]e/x]8 |  | 1043.69
| 8001.66 | ?= | 800.16 | k}= | hDdf b/ /]6 |  | 8001.66
10
:6«Sr/sf] jLdsf] nflu kmdf{ agfpg] sfd 5gf}6 ug]{ h8fg ug]{
63 | lsnf nufpg] cfO{lnË eTsfpg] x6fpg] #) dL= ;Dd 9'jfgL ug]{ ;d]t .
E4 | jLdsf] prfO{ )=#) dL=~ )=*) ld= ;Dd .
b/ ljZn]if0fsf] nflu !) j=ld= lnOPsf]
| ;¦f]t ;fwg | tx÷lsl;d | kl/df0f | PsfO{ | b/ k¦lt PsfO{ | /sd | k¦To]s ;¦f]t ;fwgsf] hDdf
| >lds | s_ l;kfn' | 2.67 | hjfg | 525 | 1401.75
|  | v_ HofdL | 4 | hjfg | 375 | 1500 | 2901.75
| lgdf{0f ;fdu¦L | :yfgLo s'–sf7 | 0.07 | 3=dL= | 33721.05 | 2360.47
|  | lsnf | 2.5 | s]=hL= | 99 | 247.5 | 2607.97
5509.72
| b/ k¦lt j=dL=sf] |  |  |  | !%Ü 7]s]bf/ cf]e/x]8 |  | 826.45
| 6336.17 | ?= | 633.61 | k}= | hDdf b/ /]6 |  | 6336.17
10
ljdsf] nflu !( dL=dL KnfO{sf] kmdf{ agfpg] sfd,dfn;fdfgsf] pknlAw, 5gf}6 ug]{, gS;f cg';f/ kmdf{ /fVg]
64 | lsnf / cGt/ nufpg] kmdf{ lemSg], x6fpg] #) ld6/;Dd 9'jfgL ;lxt .
E5 | b/ ljZn]if0fsf] nflu !) j=ld= lnOPsf]
| ;¦f]t ;fwg | tx÷lsl;d | kl/df0f | PsfO{ | b/ k¦lt PsfO{ | /sd | k¦To]s ;¦f]t ;fwgsf] hDdf
| >lds | s_ l;kfn' | 2.67 | hjfg | 525 | 1401.75
|  | v_ HofdL | 4 | hjfg | 375 | 1500 | 2901.75
| lgdf{0f ;fdu¦L | KnfO{ af]8{ | 1.65 | j=dL= | 1022.2 | 1686.63
|  | sf7 nf]sn | 0.039 | 3=dL= | 33721.05 | 1315.12
|  | kmnfd] k¦k | 0.4 | ;+Vof | 1540 | 616
|  | lsnf | 2.5 | s]=hL= | 99 | 247.5 | 3865.25
[5 empty] | jf:tljs b//]6 |  | 6767
| b/ k¦lt j=dL=sf] |  |  |  | !%Ü 7]s]bf/ cf]e/x]8 |  | 1015.05
| 7782.05 | ?= | 778.2 | k}= | hDdf b/ /]6 |  | 7782.05
10
gf]6 M sf7 M ^ k6s;dd k¦of]u ug{ ;lsg] To;kl5 @%Ü d"No afFsL /xg] lx;fan] ul/Psf]
0.02885/1.1/6x0.75=0.039
M KNffO{ M ^ k6s;dd k¦of]u ug{ ;lsg] To;kl5 !)Ü d"No afFsL /xg] lx;fan] ul/Psf]
11.11/6x0.90=1.65
M kfO{k M !% k6s;Dd k¦of]u ug{ ;lsg] To;kl5 @%Ü d"No afFsL /xg] lx;fan] ul/Psf]
8/15x0.75=0.40
!( dL=dL KnfO{ af]8{sf] kmdf{ sf]nd -kf]i6_df nufpg],{ v8f ug]{, sfd ldnfpg], lsnf nufpg]
65 | eTsfpg] / x6fpg] / #) ld6/;Dd 9'jfgL ug]{ cflb ;d]t
E6 |  |  |  | kmdf{sf] sfd @ ld= ;Dd uf]nfO{sf] sf]nd .
b/ ljZn]if0fsf] nflu $=@) j=ld= lnOPsf]
| ;¦f]t ;fwg | tx÷lsl;d | kl/df0f | PsfO{ | b/ k¦lt PsfO{ | /sd | k¦To]s ;¦f]t ;fwgsf] hDdf
| >lds | s_ l;kfn' | 1.574 | hjfg | 525 | 826.35
|  | v_ HofdL | 2.361 | hjfg | 375 | 885.37 | 1711.72
| lgdf{0f ;fdu¦L | KnfO{ af]8{ | 0.693 | j=dL= | 1022.2 | 708.38
|  | sf7 nf]sn | 0.019 | 3=dL= | 33721.05 | 640.69
|  | kmnfd] af]N6 | 0.54 | s]=hL= | 132 | 71.28
|  | lsnf | 2.5 | s]=hL= | 99 | 247.5 | 1667.85
[5 empty] | jf:tljs b//]6 |  | 3379.57
| b/ k¦lt j=dL=sf] |  |  |  | !%Ü 7]s]bf/ cf]e/x]8 |  | 506.93
| 3886.5 | ?= | 925.35 | k}= | hDdf b/ /]6 |  | 3886.5
4.2
gf]6 M sf7 M ^ k6s;dd k¦of]u ug{ ;lsg] To;kl5 @%Ü d"No afFsL /xg] lx;fan] ul/Psf]
0.155/6x0.75=0.019
M KNffO{ M ^ k6s;dd k¦of]u ug{ ;lsg] To;kl5 !)Ü d"No afFsL /xg] lx;fan] ul/Psf]
4.62/6x0.90=0.693
M kmnfd] af]N6 M !% k6s;dd k¦of]u ug{ ;lsg] To;kl5 @%Ü d"No afFsL /xg] lx;fan] ul/Psf]
10.68/15x0.75=0.54
66 | 6«]Grsf] sfddf cfjZos kg]{ v'nf lsl;dsf] sf7sf] sfd pknlAw tyf h8fg ;d]t
E12 | !=% dL= b]lv # dL= eGbf sd ulx/fO{df .
b/ ljZn]if0fsf] nflu !)) j=ld= lnOPsf]
| ;¦f]t ;fwg | tx÷lsl;d | kl/df0f | PsfO{ | b/ k¦lt PsfO{ | /sd | k¦To]s ;¦f]t ;fwgsf] hDdf
| >lds | s_ l;kfn' | 0.5 | hjfg | 525 | 262.5
|  | v_ HofdL | 1 | hjfg | 375 | 375 | 637.5
| lgdf{0f ;fdu¦L | kmn]s -hfd'g_ | 4.16 | j=dL= | 1255.33 | 5222.17
|  | kln{+u tyf :6«6x? | 0.254 | 3=dL= | 33721.05 | 8565.14
|  | -hfd'g_ |  |  |  |  | 13787.31
[5 empty] | jf:tljs b//]6 |  | 14424.81
| b/ k¦lt j=dL=sf] |  |  |  | !%Ü 7]s]bf/ cf]e/x]8 |  | 2163.72
| 16588.53 | ?= | 165.88 | k}= | hDdf b/ /]6 |  | 16588.53
100
gf]6 M !Æ j/fj/ @=%$ ;]=dL= kmn]ssf] lx;fj ul/Psf] sf7x? ^ k6s;Dd k¦of]u u/L;s]kl5 @%Ü d"No afFsL x'g] u/L lx;fj ul/Psf]]_
67 | 6«]Grsf] sfddf cfjZos kg]{ v'nf lsl;dsf] sf7sf] sfd pknlAw tyf h8fg ;d]t
E13 | # dL= eGbf j9L ulx/fO{df .
b/ ljZn]if0fsf] nflu !)) j=ld= lnOPsf]
| ;¦f]t ;fwg | tx÷lsl;d | kl/df0f | PsfO{ | b/ k¦lt PsfO{ | /sd | k¦To]s ;¦f]t ;fwgsf] hDdf
| >lds | s_ l;kfn' | 1 | hjfg | 525 | 525
|  | v_ HofdL | 1.75 | hjfg | 375 | 656.25 | 1181.25
| lgdf{0f ;fdu¦L | kmn]s hfd"g | 4.16 | j=dL= | 1255.33 | 5222.17
|  | jfln+u tyf :6«6x? | 0.2545 | 3=dL= | 33721.05 | 8582
|  | -hfd'g_ |  |  |  |  | 13804.17
[5 empty] | jf:tljs b//]6 |  | 14985.42
| b/ k¦lt j=dL=sf] |  |  |  | !%Ü 7]s]bf/ cf]e/x]8 |  | 2247.81
| 17233.23 | ?= | 172.33 | k}= | hDdf b/ /]6 |  | 17233.23
100
68 | dfn;fdfg pknAw u/L )=%) dL=dL= afSnf] ;L=hL=cfO{= zL6 -h:tf kftfsf]_ 5fgf 5fpg] sfd k'/f .
F1 | b/ ljZn]if0fsf] nflu !) j=ld= lnOPsf]
| ;¦f]t ;fwg | tx÷lsl;d | kl/df0f | PsfO{ | b/ k¦lt PsfO{ | /sd | k¦To]s ;¦f]t ;fwgsf] hDdf
| >lds | s_ l;kfn' | 1.1 | hjfg | 525 | 577.5
|  | v_ HofdL | 1.25 | hjfg | 375 | 468.75 | 1046.25
| lgdf{0f ;fdu¦L | CGI kftf @$ u]h (0.50mm) | 12 | j=dL= | 457.59 | 5491.08
|  | * dL=dL= jf]N6 g6 | 30 | uf]6f | 23 | 690
|  | h] x's | 25 | uf]6f | 7.85 | 196.25
|  | lj6'ldg jfz/ | 55 | uf]6f | 3 | 165 | 6542.33
[5 empty] | jf:tljs b//]6 |  | 7588.58
| b/ k¦lt j=dL=sf] |  |  |  | !%Ü 7]s]bf/ cf]e/x]8 |  | 1138.28
| 8726.86 | ?= | 872.68 | k}= | hDdf b/ /]6 |  | 8726.86
10
gf]6 M !=)) j08n h:tf nDafO{{ &@Ú–)Æ / rf}8fO{ @Ú–&=%Æ dfg]sf] . -&@Ú x @Ú–&=%=+ !&=%^ j=dL=_
69 | dfn;fdfg pknAw u/L )=$% dL=dL= afSnf] ;L=hL=cfO{= zL6 -h:tf kftfsf]_ 5fgf 5fpg] sfd k'/f .
F1 | b/ ljZn]if0fsf] nflu !) j=ld= lnOPsf]
| ;¦f]t ;fwg | tx÷lsl;d | kl/df0f | PsfO{ | b/ k¦lt PsfO{ | /sd | k¦To]s ;¦f]t ;fwgsf] hDdf
| >lds | s_ l;kfn' | 1.1 | hjfg | 525 | 577.5
|  | v_ HofdL | 1.25 | hjfg | 375 | 468.75 | 1046.25
| lgdf{0f ;fdu¦L | CGI kftf @$ u]h (0.45 mm) | 12 | j=dL= | 417.43 | 5009.16
|  | * dL=dL= jf]N6 g6 | 30 | uf]6f | 23 | 690
|  | h] x's | 25 | uf]6f | 7.85 | 196.25
|  | lj6'ldg jfz/ | 55 | uf]6f | 3 | 165 | 6060.41
[5 empty] | jf:tljs b//]6 |  | 7106.66
| b/ k¦lt j=dL=sf] |  |  |  | !%Ü 7]s]bf/ cf]e/x]8 |  | 1065.99
| 8172.65 | ?= | 817.26 | k}= | hDdf b/ /]6 |  | 8172.65
10
gf]6 M !=)) j08n h:tf nDafO{{ &@Ú–)Æ / rf}8fO{ @Ú–&=%Æ dfg]sf] . -&@Ú x @Ú–&=%=+ !&=%^ j=dL=_
70 | dfn;fdfg pknAw u/L )=$! dL=dL= afSnf] ;L=hL=cfO{= zL6 -h:tf kftfsf]_ 5fgf 5fpg] sfd k'/f .
F1 | b/ ljZn]if0fsf] nflu !) j=ld= lnOPsf]
| ;¦f]t ;fwg | tx÷lsl;d | kl/df0f | PsfO{ | b/ k¦lt PsfO{ | /sd | k¦To]s ;¦f]t ;fwgsf] hDdf
| >lds | s_ l;kfn' | 1.1 | hjfg | 525 | 577.5
|  | v_ HofdL | 1.25 | hjfg | 375 | 468.75 | 1046.25
| lgdf{0f ;fdu¦L | CGI kftf @^ u]h (0.41mm) | 12 | j=dL= | 381.8 | 4581.6
|  | * dL=dL= g6 jf]N6 | 30 | uf]6f | 23 | 690
|  | h] x's | 25 | uf]6f | 7.85 | 196.25
|  | lj6'ldg jfz/ | 55 | uf]6f | 3 | 165 | 5632.85
[5 empty] | jf:tljs b//]6 |  | 6679.1
| b/ k¦lt j=dL=sf] |  |  |  | !%Ü 7]s]bf/ cf]e/x]8 |  | 1001.86
| 7680.96 | ?= | 768.09 | k}= | hDdf b/ /]6 |  | 7680.96
10
dfn;fdfg pknAw u/L )=%) dL=dL= Plain hL=cfO{= zL6sf] @ lkm6 rf}8fO{sf] w'/L agfO{
71 | h8fg ug]{ sfd k'/f .
F4 | b/ ljZn]if0fsf] nflu !) /=ld= lnOPsf]
| ;¦f]t ;fwg | tx÷lsl;d | kl/df0f | PsfO{ | b/ k¦lt PsfO{ | /sd | k¦To]s ;¦f]t ;fwgsf] hDdf
| >lds | s_ l;kfn' | 2 | hjfg | 525 | 1050
|  | v_ HofdL | 3 | hjfg | 375 | 1125 | 2175
| lgdf{0f ;fdu¦L | )=%) Plain zL6 | 12 | dL6/ | 246.36 | 2956.32
|  | cfjZos g6 jf]N6 | cGbfhL | – | – | 70 | 3026.32
| b/ k¦lt /=dL=sf] |  |  |  | jf:tljs b//]6 |  | 5201.32
| 5981.51 | ?= | 598.15 | k}= | !%Ü 7]s]bf/ cf]e/x]8 |  | 780.19
| 10 |  |  |  | hDdf b/ /]6 |  | 5981.51
b/ k¦lt j=dL=sf]
| 5981.51 | ?= | 996.91 | k}=
6
gf]6 M o;df Kn]gl;6sf] rf}8fO @Ú cGbfh ul/Psf] ._ |  |  | -!)=)) /=dL= Ö !)=)) x )=^) Ö ^=)) j=dL=_
dfn;fdfg pknAw u/L )=$% dL=dL= Plain hL=cfO{= zL6sf] @ lkm6 rf}8fO{sf] w'/L agfO{
72 | h8fg ug]{ sfd k'/f .
F4 | b/ ljZn]if0fsf] nflu !) /=ld= lnOPsf]
| ;¦f]t ;fwg | tx÷lsl;d | kl/df0f | PsfO{ | b/ k¦lt PsfO{ | /sd | k¦To]s ;¦f]t ;fwgsf] hDdf
| >lds | s_ l;kfn' | 2 | hjfg | 525 | 1050
|  | v_ HofdL | 3 | hjfg | 375 | 1125 | 2175
| lgdf{0f ;fdu¦L | )=$% Plain zL6 | 12 | dL6/ | 224.04 | 2688.48
|  | cfjZos g6 jf]N6 | cGbfhL | – | – | 70 | 2758.48
| b/ k¦lt /=dL=sf] |  |  |  | jf:tljs b//]6 |  | 4933.48
| 5673.5 | ?= | 567.35 | k}= | !%Ü 7]s]bf/ cf]e/x]8 |  | 740.02
| 10 |  |  |  | hDdf b/ /]6 |  | 5673.5
b/ k¦lt j=dL=sf]
| 5673.5 | ?= | 945.58 | k}=
6
gf]6 M o;df Kn]gl;6sf] rf}8fO @Ú cGbfh ul/Psf] ._ |  |  | -!)=)) /=dL= Ö !)=)) x )=^) Ö ^=)) j=dL=_
dfn;fdfg pknAw u/L sf]?u]6]8 /+lug ss{6
73 | kftfsf] 5fgf 5fpg] sfd k'/f . -)=$! dL=dL=afSnf] _
F6 | b/ ljZn]if0fsf] nflu !) j=ld= lnOPsf]
| ;¦f]t ;fwg | tx÷lsl;d | kl/df0f | PsfO{ | b/ k¦lt PsfO{ | /sd | k¦To]s ;¦f]t ;fwgsf] hDdf
| >lds | s_ l;kfn' | 1.1 | hjfg | 525 | 577.5
|  | v_ HofdL | 1.25 | hjfg | 375 | 468.75 | 1046.25
| lgdf{0f ;fdu¦L | )=$! dL=dL= /+lug ss{6 kftf | 12 | j=dL= | 471.3 | 5655.6
|  | & dL=dL= jf]N6 g6 | 30 | uf]6f | 23 | 690
|  | * dL=dL= h] x's | 25 | uf]6f | 7.85 | 196.25
|  | lj6'ldg jfz/ | 55 | uf]6f | 3 | 165 | 6706.85
[5 empty] | jf:tljs b//]6 |  | 7753.1
| b/ k¦lt j=dL=sf] |  |  |  | !%Ü 7]s]bf/ cf]e/x]8 |  | 1162.96
| 8916.06 | ?= | 891.6 | k}= | hDdf b/ /]6 |  | 8916.06
10
dfn;fdfg pknAw u/L sf]?u]6]8 /+lug ss{6
74 | kftfsf] 5fgf 5fpg] sfd k'/f . -)=$% dL=dL=afSnf] _
F6 | b/ ljZn]if0fsf] nflu !) j=ld= lnOPsf]
| ;¦f]t ;fwg | tx÷lsl;d | kl/df0f | PsfO{ | b/ k¦lt PsfO{ | /sd | k¦To]s ;¦f]t ;fwgsf] hDdf
| >lds | s_ l;kfn' | 1.1 | hjfg | 525 | 577.5
|  | v_ HofdL | 1.25 | hjfg | 375 | 468.75 | 1046.25
| lgdf{0f ;fdu¦L | )=$% dL=dL= /+lug ss{6 kftf | 12 | j=dL= | 507.94 | 6095.28
|  | & dL=dL= jf]N6 g6 | 30 | uf]6f | 23 | 690
|  | * dL=dL= h] x's | 25 | uf]6f | 7.85 | 196.25
|  | lj6'ldg jfz/ | 55 | uf]6f | 3 | 165 | 7146.53
[5 empty] | jf:tljs b//]6 |  | 8192.78
| b/ k¦lt j=dL=sf] |  |  |  | !%Ü 7]s]bf/ cf]e/x]8 |  | 1228.91
| 9421.69 | ?= | 942.16 | k}= | hDdf b/ /]6 |  | 9421.69
10
dfn;fdfg pknAw u/L sf]?u]6]8 /+lug ss{6
75 | kftfsf] 5fgf 5fpg] sfd k'/f . -)=%) dL=dL=afSnf] _
F6 | b/ ljZn]if0fsf] nflu !) j=ld= lnOPsf]
| ;¦f]t ;fwg | tx÷lsl;d | kl/df0f | PsfO{ | b/ k¦lt PsfO{ | /sd | k¦To]s ;¦f]t ;fwgsf] hDdf
| >lds | s_ l;kfn' | 1.1 | hjfg | 525 | 577.5
|  | v_ HofdL | 1.25 | hjfg | 375 | 468.75 | 1046.25
| lgdf{0f ;fdu¦L | /+lug ss{6 kftf | 12 | j=dL= | 548.05 | 6576.6
|  | & dL=dL= jf]N6 g6 | 30 | uf]6f | 23 | 690
|  | * dL=dL= h] x's | 25 | uf]6f | 7.85 | 196.25
|  | lj6'ldg jfz/ | 55 | uf]6f | 3 | 165 | 7627.85
[5 empty] | jf:tljs b//]6 |  | 8674.1
| b/ k¦lt j=dL=sf] |  |  |  | !%Ü 7]s]bf/ cf]e/x]8 |  | 1301.11
| 9975.21 | ?= | 997.52 | k}= | hDdf b/ /]6 |  | 9975.21
10
dfn;fdfg pknAw u/L )=$% dL=dL= /+lug =hL=cfO{= zL6sf] w'/L agfO{
76 | h8fg ug]{ sfd k'/f .
F6 | b/ ljZn]if0fsf] nflu !) /=ld= lnOPsf]
| ;¦f]t ;fwg | tx÷lsl;d | kl/df0f | PsfO{ | b/ k¦lt PsfO{ | /sd | k¦To]s ;¦f]t ;fwgsf] hDdf
| >lds | s_ l;kfn' | 2 | hjfg | 525 | 1050
|  | v_ HofdL | 3 | hjfg | 375 | 1125 | 2175
| lgdf{0f ;fdu¦L | )=$% /+lug zL6 | 12 | dL6/ | 268.7028 | 3224.43
|  | cfjZos g6 jf]N6 | cGbfhL | – | – | 70 | 3294.43
| b/ k¦lt /=dL=sf] |  |  |  | jf:tljs b//]6 |  | 5469.43
| 6289.84 | ?= | 628.98 | k}= | !%Ü 7]s]bf/ cf]e/x]8 |  | 820.41
| 10 |  |  |  | hDdf b/ /]6 |  | 6289.84
b/ k¦lt j=dL=sf]
| 6289.84 | ?= | 1048.3 | k}=
6
gf]6 M o;df Kn]gl;6sf] rf}8fO @Ú cGbfh ul/Psf] ._ |  |  | -!)=)) /=dL= Ö !)=)) x )=^) Ö ^=)) j=dL=_
dfn;fdfg pknAw u/L )=%) dL=dL= /+uLg hL=cfO{= zL6sf] w'/L agfO{
77 | h8fg ug]{ sfd k'/f .
F4 | b/ ljZn]if0fsf] nflu !) /=ld= lnOPsf]
| ;¦f]t ;fwg | tx÷lsl;d | kl/df0f | PsfO{ | b/ k¦lt PsfO{ | /sd | k¦To]s ;¦f]t ;fwgsf] hDdf
| >lds | s_ l;kfn' | 2 | hjfg | 525 | 1050
|  | v_ HofdL | 3 | hjfg | 375 | 1125 | 2175
| lgdf{0f ;fdu¦L | )=%) /+uLg zL6 | 12 | dL6/ | 291.1979 | 3494.37
|  | cfjZos g6 jf]N6 | cGbfhL | – | – | 70 | 3564.37
| b/ k¦lt /=dL=sf] |  |  |  | jf:tljs b//]6 |  | 5739.37
| 6600.27 | ?= | 660.02 | k}= | !%Ü 7]s]bf/ cf]e/x]8 |  | 860.9
| 10 |  |  |  | hDdf b/ /]6 |  | 6600.27
b/ k¦lt j=dL=sf]
| 6600.27 | ?= | 1100.04 | k}=
6
gf]6 M o;df Kn]gl;6sf] rf}8fO @Ú cGbfh ul/Psf] ._ |  |  | -!)=)) /=dL= Ö !)=)) x )=^) Ö ^=)) j=dL=_
78
F7 | dfn;fdfg pknAw u/L 0.50mm Kn]g zL6sf] !%) ld=ld= rf}8fO{, $%) ld=ld= ;Ddsf]
u6/ agfO{ $)X# ld=ld= sf] kmnfd] a¦fs]6, g6af]N6, jf;/ nufpg] ;d]t sfd k'/f .
b/ ljZn]if0fsf] nflu !) /=ld= lnOPsf]
| ;¦f]t ;fwg | tx÷lsl;d | kl/df0f | PsfO{ | b/ k¦lt PsfO{ | /sd | k¦To]s ;¦f]t ;fwgsf] hDdf
| >lds | s_ l;kfn' | 1.75 | hjfg | 525 | 918.75
|  | v_ HofdL | 2 | hjfg | 375 | 750 | 1668.75
| lgdf{0f ;fdu¦L | ;fbf 0.50mm sf] Kn]g l;6 | 13.5 | dL6/ | 202.31 | 2731.18
|  | a¦fs]6 | 32 | ;+Vof | 81.54 | 2609.28
|  | jf;/ | 48 | ;+Vof | 3 | 144
|  | af]N6 | 48 | ;+Vof | 7.85 | 376.8 | 5861.26
| b/ k¦lt /=dL=sf] |  |  |  | jf:tljs b//]6 |  | 7530.01
| 8659.51 | ?= | 865.95 | k}= | !%Ü 7]s]bf/ cf]e/x]8 |  | 1129.5
| 10 |  |  |  | hDdf b/ /]6 |  | 8659.51
b/ k¦lt j=dL=sf]
| 8659.51 | ?= | 1443.25 | k}=
6
->lds (–@ cg';f/ lnOPsf] o;df Kn]g l;6sf] rf}8fO{ )=^) dL= cGbfh ul/Psf] _
79
F8 | dfn;fdfg pknAw u/L 0.50mm /+uLg Kn]g zL6sf] !%) ld=ld= rf}8fO{, $%) ld=ld= ;Ddsf]
u6/ agfO{ $)X# ld=ld= sf] kmnfd] a¦fs]6, g6af]N6, jf;/ nufpg] ;d]t sfd k'/f .
b/ ljZn]if0fsf] nflu !) /=ld= lnOPsf]
| ;¦f]t ;fwg | tx÷lsl;d | kl/df0f | PsfO{ | b/ k¦lt PsfO{ | /sd | k¦To]s ;¦f]t ;fwgsf] hDdf
| >lds | s_ l;kfn' | 1.75 | hjfg | 525 | 918.75
|  | v_ HofdL | 2 | hjfg | 375 | 750 | 1668.75
| lgdf{0f ;fdu¦L | 0.50mm sf] /+uLg Kn]g l;6 | 13.5 | dL6/ | 242.66 | 3275.91
|  | a¦fs]6 | 32 | ;+Vof | 81.54 | 2609.28
|  | jf;/ | 48 | ;+Vof | 3 | 144
|  | af]N6 | 48 | ;+Vof | 7.85 | 376.8 | 6405.99
| b/ k¦lt /=dL=sf] |  |  |  | jf:tljs b//]6 |  | 8074.74
| 9285.95 | ?= | 928.59 | k}= | !%Ü 7]s]bf/ cf]e/x]8 |  | 1211.21
| 10 |  |  |  | hDdf b/ /]6 |  | 9285.95
b/ k¦lt j=dL=sf]
| 9285.95 | ?= | 1547.65 | k}=
6
->lds (–@ cg';f/ lnOPsf] o;df Kn]g l;6sf] rf}8fO{ )=^) dL= cGbfh ul/Psf] _
80 | dfn;fdfg pknAw u/L :n]6 5fgf 5fpg] sfd .
F9 | b/ ljZn]if0fsf] nflu !) j=ld= lnOPsf]
| ;¦f]t ;fwg | tx÷lsl;d | kl/df0f | PsfO{ | b/ k¦lt PsfO{ | /sd | k¦To]s ;¦f]t ;fwgsf] hDdf
| >lds | s_ l;kfn' | 4 | hjfg | 525 | 2100
|  | v_ HofdL | 5 | hjfg | 375 | 1875 | 3975
lgdf{0f ;fdu¦L
|  | :n]6 | 24 | j=dL= | 290.52 | 6972.48
|  | lsnf | cGbfhL | – |  | 120 | 7092.48
| b/ k¦lt j=dL=sf] |  |  |  | jf:tljs b//]6 |  | 11067.48
| 12727.6 | ?= | 1272.76 | k}= | !%Ü 7]s]bf/ cf]e/x]8 |  | 1660.12
| 10 |  |  |  | hDdf b/ /]6 |  | 12727.6
81 | dfn;fdfg pknAw u/L Sn] 6fO{n 5fgf 5fpg] sfd .
F10 | b/ ljZn]if0fsf] nflu !) j=ld= lnOPsf]
| ;¦f]t ;fwg | tx÷lsl;d | kl/df0f | PsfO{ | b/ k¦lt PsfO{ | /sd | k¦To]s ;¦f]t ;fwgsf] hDdf
| >lds | s_ l;kfn' | 0.5 | hjfg | 525 | 262.5
|  | v_ HofdL | 1.5 | hjfg | 375 | 562.5 | 825
lgdf{0f ;fdu¦L
|  | d]lzg d]8 6fO{n | 125 | uf]6f | 16 | 2000
2000
[5 empty] | jf:tljs b//]6 |  | 2825
| b/ k¦lt j=dL=sf] |  |  |  | !%Ü 7]s]bf/ cf]e/x]8 |  | 423.75
| 3248.75 | ?= | 324.87 | k}= | hDdf b/ /]6 |  | 3248.75
10
82 | dfn;fdfg pknAw u/L Sn] 6fO{nsf] w'/L nufpg] sfd
F11 | b/ ljZn]if0fsf] nflu !) /=dL= lnOPsf]
| ;¦f]t ;fwg | tx÷lsl;d | kl/df0f | PsfO{ | b/ k¦lt PsfO{ | /sd | k¦To]s ;¦f]t ;fwgsf] hDdf
| >lds | s_ l;kfn' | 0.5 | hjfg | 525 | 262.5
|  | v_ HofdL | 0.5 | hjfg | 375 | 187.5 | 450
lgdf{0f ;fdu¦L
|  | d]lzg d]8 w'/L | 80 | uf]6f | 28 | 2240
2240
[5 empty] | jf:tljs b//]6 |  | 2690
| b/ k¦lt /=dL=sf] |  |  |  | !%Ü 7]s]bf/ cf]e/x]8 |  | 403.5
| 3093.5 | ?= | 309.35 | k}= | hDdf b/ /]6 |  | 3093.5
10
83 | dfn;fdfg pknAw u/L !=@ ld=ld= sf]?u]6]8 kmfO{j/ Unf; kftfn] 5fgf 5fpg] sfd .
F14
b/ ljZn]if0fsf] nflu !) j=dL= lnOPsf]
| ;¦f]t ;fwg | tx÷lsl;d | kl/df0f | PsfO{ | b/ k¦lt PsfO{ | /sd | k¦To]s ;¦f]t ;fwgsf] hDdf
| >lds | l;kfn' | 1.1 | hjfg | 525 | 577.5
|  | HofdL | 1.25 | hjfg | 375 | 468.75 | 1046.25
| lgdf{0f ;fdu¦L | kmfOj/ Unf; sf]?u]6]8 !=@ dLdL= afSnf] | 12 | j=dL= | 1237.4 | 14848.8
|  | * dLdL= g6 af]N6 | 30 | uf]6f | 23 | 690
|  | h] x's | 25 | uf]6f | 7.85 | 196.25
|  | lj6'ldg jfz/ | 55 | uf]6f | 3 | 165 | 15900.05
[5 empty] | jf:tljs b//]6 |  | 16946.3
| b/ k¦lt j=dL=sf] |  |  |  | !%Ü 7]s]bf/ cf]e/x]8 |  | 2541.94
| 19488.24 | ?= | 1948.824 | k}= | hDdf b/ /]6 |  | 19488.24
10
84
F14 | dfn;fdfg pknAw u/L !=@ dL=dL= afSnf] kmfO{j/ Unf;sf] zL6sf] w'/L agfO{ h8fg ug]{ sfd k'/f .
b/ ljZn]if0fsf] nflu !) /=dL= lnOPsf]
| ;¦f]t ;fwg | tx÷lsl;d | kl/df0f | PsfO{ | b/ k¦lt PsfO{ | /sd | k¦To]s ;¦f]t ;fwgsf] hDdf
| >lds | l;kfn' | 2 | hjfg | 525 | 1050
|  | HofdL | 3 | hjfg | 375 | 1125 | 2175
| lgdf{0f ;fdu¦L | Kn]g zL6 -^) ;]=dL= rf}8fO{_ | 12 | /=dL= | 656 | 7872
|  | cfjZos g6 af]N6 | cGbfhL | ;+Vof |  | 23 | 7895
[5 empty] | jf:tljs b//]6 |  | 10070
| b/ k¦lt /=dL=sf] |  |  |  | !%Ü 7]s]bf/ cf]e/x]8 |  | 1510.5
| 11580.5 | ?= | 1158.05 | k}= | hDdf b/ /]6 |  | 11580.5
10
85 | dfn;fdfg pknAw u/L !=@ ld=ld= Kn]g kmfO{j/ Unf; kftfn] 5fgf 5fpg] sfd .
F15
b/ ljZn]if0fsf] nflu !) j=dL= lnOPsf]
| ;¦f]t ;fwg | tx÷lsl;d | kl/df0f | PsfO{ | b/ k¦lt PsfO{ | /sd | k¦To]s ;¦f]t ;fwgsf] hDdf
| >lds | l;kfn' | 1.1 | hjfg | 525 | 577.5
|  | HofdL | 1.25 | hjfg | 375 | 468.75 | 1046.25
| lgdf{0f ;fdu¦L | kmfOj/ Unf; Kn]g !=@ dLdL= afSnf] | 12 | j=dL= | 1076 | 12912
|  | * dLdL= g6 af]N6 | 30 | uf]6f | 23 | 690
|  | h] x's | 25 | uf]6f | 7.85 | 196.25
|  | lj6'ldg jfz/ | 55 | uf]6f | 3 | 165 | 13963.25
[5 empty] | jf:tljs b//]6 |  | 15009.5
| b/ k¦lt j=dL=sf] |  |  |  | !%Ü 7]s]bf/ cf]e/x]8 |  | 2251.42
| 17260.92 | ?= | 1726.092 | k}= | hDdf b/ /]6 |  | 17260.92
10
86 | cu¦fv sf7sf] jLd blng cflb agfO{ hf]8\g] .
F19 | b/ ljZn]if0fsf] nflu ! 3=ld= lnOPsf]
| ;¦f]t ;fwg | tx÷lsl;d | kl/df0f | PsfO{ | b/ k¦lt PsfO{ | /sd | k¦To]s ;¦f]t ;fwgsf] hDdf
| >lds | s_ l;kfn' | 17.65 | hjfg | 525 | 9266.25
|  | v_ HofdL | 1.76 | hjfg | 375 | 660 | 9926.25
| lgdf{0f ;fdu¦L | cu¦fv sf7 | 1.05 | 3=dL= | 120054 | 126056.7
|  | lsnf | cGbfhL | s]=hL= | – | 60 | 126116.7
[5 empty] | jf:tljs b//]6 |  | 136042.95
| b/ k¦lt 3=dL=sf] |  |  |  | !%Ü 7]s]bf/ cf]e/x]8 |  | 20406.44
?= | 156449.39 | k}= |  |  | hDdf b/ /]6 |  | 156449.39
87 | @% dL=dL= cu¦fv sf7sf] O{E; -d'7n_ agfO{ hf]8\g] .
F20 | b/ ljZn]if0fsf] nflu !) Jf=ld= lnOPsf]
| ;¦f]t ;fwg | tx÷lsl;d | kl/df0f | PsfO{ | b/ k¦lt PsfO{ | /sd | k¦To]s ;¦f]t ;fwgsf] hDdf
| >lds | s_ l;kfn' | 1.43 | hjfg | 525 | 750.75
|  | v_ HofdL | 0.143 | hjfg | 375 | 53.62 | 804.37
| lgdf{0f ;fdu¦L | cu¦fv sf7 | 0.275 | 3=dL= | 120054 | 33014.85
|  | lsnf | cGbfh | – |  | 60 | 33074.85
[5 empty] | jf:tljs b//]6 |  | 33879.22
| b/ k¦lt j=dL=sf] |  |  |  | !%Ü 7]s]bf/ cf]e/x]8 |  | 5081.88
| 38961.1 | ?= | 3896.11 | k}= | hDdf b/ /]6 |  | 38961.1
10
88
F23 | 5fgfdf # ld=ld= afSnf] o'=lk=le=l;= kftf nufpg] sfd lSnk tyf k]r cflb ;d]t k'/f sfo{ ug]{ .
b/ ljZn]if0fsf] nflu !) j=dL= lnOPsf]
| ;¦f]t ;fwg | tx÷lsl;d | kl/df0f | PsfO{ | b/ k¦lt PsfO{ | /sd | k¦To]s ;¦f]t ;fwgsf] hDdf
| >lds | l;kfn' | 1.5 | hjfg | 525 | 787.5
|  | HofdL | 1 | hjfg | 375 | 375 | 1162.5
| lgdf{0f ;fdu¦L | # ld=ld= kftf | 12 | j=dL= | 1076 | 12912
|  | lSnk | 14 | ;+Vof | n=; | 70
|  | k]r lsNnf | 28 | ;+Vof | 1.87 | 52.36 | 13034.36
[5 empty] | jf:tljs b//]6 |  | 14196.86
| b/ k¦lt j=dL=sf] |  |  |  | !%Ü 7]s]bf/ cf]e/x]8 |  | 2129.52
| 16326.38 | ?= | 1632.638 | k}= | hDdf b/ /]6 |  | 16326.38
10
89 | cu¦fv sf7sf] rf}s; agfO hf]8\g] sfd .
F21 | b/ ljZn]if0fsf] nflu ! 3=ld= lnOPsf]
| ;¦f]t ;fwg | tx÷lsl;d | kl/df0f | PsfO{ | b/ k¦lt PsfO{ | /sd | k¦To]s ;¦f]t ;fwgsf] hDdf
| >lds | s_ l;kfn' | 34 | hjfg | 525 | 17850
|  | v_ HofdL | 3.4 | hjfg | 375 | 1275 | 19125
| lgdf{0f ;fdu¦L | cu¦fv sf7 | 1.1 | 3=dL= | 120054 | 132059.4
|  | xf]N8 kf:6 | 92 | uf]6f | 15.71 | 1445.32
|  | k]r lsnf | 184 | uf]6f | 1.87 | 344.08 | 133848.8
[5 empty] | jf:tljs b//]6 |  | 152973.8
| b/ k¦lt 3=dL=sf] |  |  |  | !%Ü 7]s]bf/ cf]e/x]8 |  | 22946.07
?= | 175919.87 |  |  |  | hDdf b/ /]6 |  | 175919.87
#* dL=dL= afSnf] lr/fg cu¦fv sf7sf] k¦m]d xfnL l8nfvfkf agfO{ h8fg ug]{ .
90 | -vfkfsf] gfk !=)& dL=X !=(*@ dL== @=!!$ j= dL=_
G2 | b/ ljZn]if0fsf] nflu @=!!$ j=ld= lnOPsf]
| ;¦f]t ;fwg | tx÷lsl;d | kl/df0f | PsfO{ | b/ k¦lt PsfO{ | /sd | k¦To]s ;¦f]t ;fwgsf] hDdf
| >lds | s_ l;kfn' | 10 | hjfg | 525 | 5250
|  | v_ HofdL | 1 | hjfg | 375 | 375 | 5625
| lgdf{0f ;fdu¦L | cu¦fv sf7 | 0.084 | 3=dL= | 120054 | 10084.53
|  | !)) dL=dL= sAhf | 6 | uf]6f | 26 | 156
|  | !%) dL=dL=5]:sLgL | 1 | uf]6f | 59 | 59
|  | #))dL=dL= 5]:sLgL | 1 | uf]6f | 94 | 94
|  | #)) dL=dL=nlsË ;]6 | 1 | uf]6f | 1298 | 1298
-;fwf/0f_
|  | XoflG8n | 2 | uf]6f | 24 | 48
|  | k]r lsnf | cGbfh | – |  | 45 | 11784.53
[5 empty] | jf:tljs b//]6 |  | 17409.53
| b/ k¦lt j=dL=sf] |  |  |  | !%Ü 7]s]bf/ cf]e/x]8 |  | 2611.42
| 20020.95 | ?= | 9470.64 | k}= | hDdf b/ /]6 |  | 20020.95
2.114
91 | #* X &% dL=dL=lr/fg ;fn sf7sf] k¦m]d agfO{
G3 | $ dL=dL= P]gf vfkf agfO{ h8fg ug]{ .
b/ ljZn]if0fsf] nflu !=*@( X !=@@ Ö @=@# j=ld= lnOPsf]
| ;¦f]t ;fwg | tx÷lsl;d | kl/df0f | PsfO{ | b/ k¦lt PsfO{ | /sd | k¦To]s ;¦f]t ;fwgsf] hDdf
| >lds | s_ l;kfn' | 9 | hjfg | 525 | 4725
|  | v_ HofdL | 0.9 | hjfg | 375 | 337.5 | 5062.5
| lgdf{0f ;fdu¦L | ;fn sf7 | 0.049 | 3=dL= | 120054 | 5882.64
|  | $ dL=dL=P]gf | 1.085 | j=dL= | 516.48 | 560.38
|  | &% dL=dL= sAhf | 8 | uf]6f | 14 | 112
|  | !)) dL=dL= 5]:sLgL | 4 | uf]6f | 35 | 140
|  | Xofl8n | 2 | uf]6f | 24 | 48
|  | k]r lsnf | cGbfh | – |  | 35 | 6778.02
[5 empty] | jf:tljs b//]6 |  | 11840.52
| b/ k¦lt j=dL=sf] |  |  |  | !%Ü 7]s]bf/ cf]e/x]8 |  | 1776.07
| 13616.59 | ?= | 6106.09 | k}= | hDdf b/ /]6 |  | 13616.59
2.23
gf]6 M -#* X &% dL=dL= lr/fg ;fn sf7af6 k¦m]d tof/ u/L P]gf vfkf jgfpg] u/L lx;fj ul/Psf] _
92 | #* X &% dL=dL= ;fn sf7sf] k¦m]d agfO{
G3 | %=) dL=dL= P]gf vfkf agfO{ h8fg ug]{ .
b/ ljZn]if0fsf] nflu !=*@( X !=@@ Ö @=@# j=ld= lnOPsf]
| ;¦f]t ;fwg | tx÷lsl;d | kl/df0f | PsfO{ | b/ k¦lt PsfO{ | /sd | k¦To]s ;¦f]t ;fwgsf] hDdf
| >lds | s_ l;kfn' | 9 | hjfg | 525 | 4725
|  | v_ HofdL | 0.9 | hjfg | 375 | 337.5 | 5062.5
| lgdf{0f ;fdu¦L | ;fn sf7 | 0.049 | 3=dL= | 120054 | 5882.64
|  | % dL=dL=P]gf | 1.085 | j=dL= | 699.4 | 758.84
|  | &% dL=dL= sAhf | 8 | uf]6f | 14 | 112
|  | !)) dL=dL= 5]:sLgL | 4 | uf]6f | 35 | 140
|  | Xofl8n ;fwf/0f | 2 | uf]6f | 24 | 48
|  | k]r lsnf | cGbfh | – |  | 35 | 6976.48
[5 empty] | jf:tljs b//]6 |  | 12038.98
| b/ k¦lt j=dL=sf] |  |  |  | !%Ü 7]s]bf/ cf]e/x]8 |  | 1805.84
| 13844.82 | ?= | 6208.43 | k}= | hDdf b/ /]6 |  | 13844.82
2.23
#* dL=dL= afSnf] cu¦fv sf7sf] k¦m]ddf
93 | # dL=dL= sdl;{on KnfO{p8 b'j} tkm{ 7f]sL ˆn; vfkf agfO{ hf]8\g] .
G4 | b/ ljZn]if0fsf] nflu !=)(@ X @=)%* Ö @=@$% j=ld= lnOPsf]
| ;¦f]t ;fwg | tx÷lsl;d | kl/df0f | PsfO{ | b/ k¦lt PsfO{ | /sd | k¦To]s ;¦f]t ;fwgsf] hDdf
| >lds | s_ l;kfn' | 7 | hjfg | 525 | 3675
|  | v_ HofdL | 0.7 | hjfg | 375 | 262.5 | 3937.5
| lgdf{0f ;fdu¦L | cu¦fv sf7 | 0.0346 | 3=dL= | 120054 | 4153.86
|  | # dL=dL=sdl;{on Knfp8 | 4.65 | j=dL= | 156.02 | 725.49
|  | !)) dL=dL= sAhf | 3 | uf]6f | 26 | 78
|  | !%) dL=dL= 5]:sLgL | 2 | uf]6f | 59 | 118
|  | df]l6{; ns -;fwf/0f_ | 1 | uf]6f | 525 | 525
|  | k]r lsnf | cGbfh | – |  | 45 | 5645.35
[5 empty] | jf:tljs b//]6 |  | 9582.85
| b/ k¦lt j=dL=sf] |  |  |  | !%Ü 7]s]bf/ cf]e/x]8 |  | 1437.42
| 11020.27 | ?= | 4908.8 | k}= | hDdf b/ /]6 |  | 11020.27
2.245
#* dL=dL= afSnf] cu¦fv sf7sf] k¦m]ddf
94 | ^ dL=dL= jf6/k¦'km KnfO{p8 Pstkm{ / csf]{tkm{ # dL=dL= sdl;{on KnfOp8 7f]sL ˆn; vfkf agfO{ hf]8\g] .
G4 | b/ ljZn]if0fsf] nflu !=)(@ X @=)%* Ö @=@$% j=ld= lnOPsf]
| ;¦f]t ;fwg | tx÷lsl;d | kl/df0f | PsfO{ | b/ k¦lt PsfO{ | /sd | k¦To]s ;¦f]t ;fwgsf] hDdf
| >lds | s_ l;kfn' | 7 | hjfg | 525 | 3675
|  | v_ HofdL | 0.7 | hjfg | 375 | 262.5 | 3937.5
| lgdf{0f ;fdu¦L | cu¦fv sf7 | 0.0346 | 3=dL= | 120054 | 4153.86
|  | ^ dL=dL=jf6/k¦'km Knfp8 | 2.325 | j=dL= | 451.92 | 1050.71
|  | # dL=dL= sdl;{on KnfOp8 | 2.325 | j=dL= | 156.02 | 362.74
|  | !)) dL=dL= sAhf | 3 | uf]6f | 26 | 78
|  | !%) dL=dL= 5]:sLgL | 2 | uf]6f | 59 | 118
|  | df]l6{; ns -;fwf/0f_ | 1 | uf]6f | 525 | 525
|  | k]r lsnf | cGbfhL | – |  | 45 | 6333.31
[5 empty] | jf:tljs b//]6 |  | 10270.81
| b/ k¦lt j=dL=sf] |  |  |  | !%Ü 7]s]bf/ cf]e/x]8 |  | 1540.62
| 11811.43 | ?= | 5261.21 | k}= | hDdf b/ /]6 |  | 11811.43
2.245
#* dL=dL= afSnf] cu¦fv sf7sf] k¦m]ddf
95 | $ dL=dL= 6Ls KnfO{p8 b'j} tkm{ 7f]sL ˆnz vfkf agfO{ hf]8\g] .
G4 | b/ ljZn]if0fsf] nflu !=)(@ X @=)%* Ö @=@$% j=ld= lnOPsf]
| ;¦f]t ;fwg | tx÷lsl;d | kl/df0f | PsfO{ | b/ k¦lt PsfO{ | /sd | k¦To]s ;¦f]t ;fwgsf] hDdf
| >lds | s_ l;kfn' | 7 | hjfg | 525 | 3675
|  | v_ HofdL | 0.7 | hjfg | 375 | 262.5 | 3937.5
| lgdf{0f ;fdu¦L | cu¦fv sf7 | 0.0346 | 3=dL= | 120054 | 4153.86
|  | $ dL=dL=l6s Knfp8 | 4.65 | j=dL= | 624.08 | 2901.97
|  | !)) dL=dL= sAhf | 3 | uf]6f | 26 | 78
|  | !%) dL=dL= 5]:sLgL | 2 | uf]6f | 59 | 118
|  | df]l6{; ns -;fwf/0f_ | 1 | uf]6f | 525 | 525
|  | k]r lsnf | cGbfh | – |  | 45 | 7821.83
[5 empty] | jf:tljs b//]6 |  | 11759.33
| b/ k¦lt j=dL=sf] |  |  |  | !%Ü 7]s]bf/ cf]e/x]8 |  | 1763.89
| 13523.22 | ?= | 6023.7 | k}= | hDdf b/ /]6 |  | 13523.22
2.245
#* dL=dL= afSnf] cu¦fv sf7sf] k¦m]ddf
96 | )=% dL=dL= hL=cfO{= Kn]g zL6 b'j} k§L vfkf agfO{ hf]8\g] .
G4 | b/ ljZn]if0fsf] nflu !=)(@ X @=)%* Ö @=@$% j=ld= lnOPsf]
| ;¦f]t ;fwg | tx÷lsl;d | kl/df0f | PsfO{ | b/ k¦lt PsfO{ | /sd | k¦To]s ;¦f]t ;fwgsf] hDdf
| >lds | s_ l;kfn' | 7 | hjfg | 525 | 3675
|  | v_ HofdL | 0.7 | hjfg | 375 | 262.5 | 3937.5
| lgdf{0f ;fdu¦L | cu¦fv sf7 | 0.0346 | 3=dL= | 120054 | 4153.86
|  | )=% dL=dL=hL=cfO{= Kn]g lz6 | 4.65 | j=dL= | 404.63 | 1881.52
|  | !)) dL=dL= sAhf | 3 | uf]6f | 26 | 78
|  | !%) dL=dL= 5]:sLgL | 2 | uf]6f | 59 | 118
|  | Xof08n -;fwf/0f_ | 1 | uf]6f | 24 | 24
|  | df]l6{; ns | 1 | uf]6f | 525 | 525
|  | k]r lsnf | cGbfhL | – |  | 45 | 6825.38
[5 empty] | jf:tljs b//]6 |  | 10762.88
| b/ k¦lt j=dL=sf] |  |  |  | !%Ü 7]s]bf/ cf]e/x]8 |  | 1614.43
| 12377.31 | ?= | 5513.27 | k}= | hDdf b/ /]6 |  | 12377.31
2.245
#* dL=dL= afSnf] cu¦fv sf7sf] k¦m]ddf
97 | hL=cfO{= d:SjL6f] k¦'km jfo/ d]z ;lxt 7f]sL vfkf agfO{ hf]8\g] .
G4 | b/ ljZn]if0fsf] nflu !=)(@ X @=)%* Ö @=@$% j=ld= lnOPsf]
| ;¦f]t ;fwg | tx÷lsl;d | kl/df0f | PsfO{ | b/ k¦lt PsfO{ | /sd | k¦To]s ;¦f]t ;fwgsf] hDdf
| >lds | s_ l;kfn' | 5 | hjfg | 525 | 2625
|  | v_ HofdL | 0.5 | hjfg | 375 | 187.5 | 2812.5
| lgdf{0f ;fdu¦L | cu¦fv sf7 | 0.026 | 3=dL= | 120054 | 3121.4
|  | lh=cfO{ d:SjL6f] k¦'km hfnL | 2.13 | j=dL= | 105 | 223.65
|  | !)) dL=dL= sAhf | 3 | uf]6f | 26 | 78
|  | !%) dL=dL= 5]:sLgL | 2 | uf]6f | 59 | 118
|  | Xof08n -;fwf/0f_ | 2 | uf]6f | 24 | 48
|  | :k¦LË | 1 | uf]6f | 157 | 157
|  | k]r lsnf | cGbfh | – |  | 45 | 3791.05
[5 empty] | jf:tljs b//]6 |  | 6603.55
| b/ k¦lt j=dL=sf] |  |  |  | !%Ü 7]s]bf/ cf]e/x]8 |  | 990.53
| 7594.08 | ?= | 3382.66 | k}= | hDdf b/ /]6 |  | 7594.08
2.245
#* dL=dL= afSnf] cu¦fv sf7sf] k¦m]ddf
98 | hL=cfO{= d:SjL6f] k¦'km jfo/ d]z / 8fod08 qm; hfnL ;lxt 7f]sL vfkf agfO{ hf]8\g] .
G4 | b/ ljZn]if0fsf] nflu !=)(@ X @=)%* Ö @=@$% j=ld= lnOPsf]
| ;¦f]t ;fwg | tx÷lsl;d | kl/df0f | PsfO{ | b/ k¦lt PsfO{ | /sd | k¦To]s ;¦f]t ;fwgsf] hDdf
| >lds | s_ l;kfn' | 5 | hjfg | 525 | 2625
|  | v_ HofdL | 0.5 | hjfg | 375 | 187.5 | 2812.5
| lgdf{0f ;fdu¦L | cu¦fv sf7 | 0.026 | 3=dL= | 120054 | 3121.4
|  | lh=cfO{ d:SjL6f] k¦'km hfnL | 2.13 | j=dL= | 105 | 223.65
|  | 8fod08 qm; hfnL | 2.13 | j=dL= | 150 | 319.5
|  | !)) dL=dL= sAhf | 3 | uf]6f | 26 | 78
|  | !%) dL=dL= 5]:sLgL | 2 | uf]6f | 59 | 118
|  | Xof08n -;fwf/0f_ | 2 | uf]6f | 24 | 48
|  | :k¦LË | 1 | uf]6f | 157 | 157
|  | k]r lsnf | cGbfhL | – |  | 45 | 4110.55
[5 empty] | jf:tljs b//]6 |  | 6923.05
| b/ k¦lt j=dL=sf] |  |  |  | !%Ü 7]s]bf/ cf]e/x]8 |  | 1038.45
| 7961.5 | ?= | 3546.32 | k}= | hDdf b/ /]6 |  | 7961.5
2.245
99 | sf7sf] k¦m]ddf d:SjL6f] k¦'km hfnL lnli6åf/f h8fg ug]{ sfo{ .
G5 | b/ ljZn]if0fsf] nflu ! j=ld= lnOPsf]
| ;¦f]t ;fwg | tx÷lsl;d | kl/df0f | PsfO{ | b/ k¦lt PsfO{ | /sd | k¦To]s ;¦f]t ;fwgsf] hDdf
| >lds | s_ l;kfn' | 0.06 | hjfg | 525 | 31.5
|  | v_ HofdL | 0.006 | hjfg | 375 | 2.25 | 33.75
|  | d:SjL6f] k¦'km hfnL | 1 | j=dL= | 105 | 105
|  | sf7sf] lni6L | 4.05 | /=dL= | 39.36 | 159.4
|  | k]r lsnf | cGbfhL | – |  | 15 | 279.4
[5 empty] | jf:tljs b//]6 |  | 313.15
| b/ k¦lt j=dL=sf] |  |  |  | !%Ü 7]s]bf/ cf]e/x]8 |  | 46.97
| 360.12 | ?= | 360.12 | k}= | hDdf b/ /]6 |  | 360.12
1
100 | rf}sf];df $ dL=dL= df]6fO{sf] P]gf sf7sf] lni6L nufO{ hf]8\g] .
G5 | b/ ljZn]if0fsf] nflu ! j=ld= lnOPsf]
| ;¦f]t ;fwg | tx÷lsl;d | kl/df0f | PsfO{ | b/ k¦lt PsfO{ | /sd | k¦To]s ;¦f]t ;fwgsf] hDdf
| >lds | s_ l;kfn' | 0.06 | hjfg | 525 | 31.5
|  | v_ HofdL | 0.006 | hjfg | 375 | 2.25 | 33.75
| lgdf{0f ;fdu¦L | $ dL=dL= P]gf | 1 | j=dL= | 516.48 | 516.48
|  | sf7sf] lni6L | 4.05 | /=dL= | 39.36 | 159.4
|  | lsnf | cGbfh | – |  | 15 | 690.88
[5 empty] | jf:tljs b//]6 |  | 724.63
| b/ k¦lt j=dL=sf] |  |  |  | !%Ü 7]s]bf/ cf]e/x]8 |  | 108.69
?= | 833.32 | k}= |  |  | hDdf b/ /]6 |  | 833.32
101 | rf}sf];df % dL=dL= df]6fO{sf] P]gf sf7sf] lni6L nufO{ hf]8\g] .
G5 | b/ ljZn]if0fsf] nflu ! j=ld= lnOPsf]
| ;¦f]t ;fwg | tx÷lsl;d | kl/df0f | PsfO{ | b/ k¦lt PsfO{ | /sd | k¦To]s ;¦f]t ;fwgsf] hDdf
| >lds | s_ l;kfn' | 0.06 | hjfg | 525 | 31.5
|  | v_ HofdL | 0.006 | hjfg | 375 | 2.25 | 33.75
| lgdf{0f ;fdu¦L | % dL=dL= P]gf | 1 | j=dL= | 699.4 | 699.4
|  | sf7sf] lni6L | 4.05 | j=dL= | 39.36 | 159.4
|  | lsnf | cGbfhL | – |  | 15 | 873.8
[5 empty] | jf:tljs b//]6 |  | 907.55
| b/ k¦lt j=dL=sf] |  |  |  | !%Ü 7]s]bf/ cf]e/x]8 |  | 136.13
?= | 1043.68 | k}= |  |  | hDdf b/ /]6 |  | 1043.68
102 | rf}sf];df $ dL=dL= sdl;{on KnfO{p8 sf7sf] lni6L nufO{ hf]8\g] .
!)–!@ | b/ ljZn]if0fsf] nflu ! j=ld= lnOPsf]
| ;¦f]t ;fwg | tx÷lsl;d | kl/df0f | PsfO{ | b/ k¦lt PsfO{ | /sd | k¦To]s ;¦f]t ;fwgsf] hDdf
| >lds | s_ l;kfn' | 0.06 | hjfg | 525 | 31.5
|  | v_ HofdL | 0.006 | hjfg | 375 | 2.25 | 33.75
| lgdf{0f ;fdu¦L | $ dL=dL= KnfOp8 | 1.05 | j=dL= | 193.68 | 203.36
|  | sf7sf] lni6L | 4.05 | /=dL= | 39.36 | 159.4
|  | lsnf | cGbfhL | – |  | 15 | 377.76
[5 empty] | jf:tljs b//]6 |  | 411.51
| b/ k¦lt j=dL=sf] |  |  |  | !%Ü 7]s]bf/ cf]e/x]8 |  | 61.72
?= | 473.23 | k}= |  |  | hDdf b/ /]6 |  | 473.23
103 | !@ dL=dL= df]6fO{ ePsf] kf6L{zg jf]8{ Ps ;fO8 n]ldg]6 u/]sf] h8fg ug]{ sfo{ .
b/ ljZn]if0fsf] nflu ! j=dL= lnOPsf] .
| ;¦f]t ;fwg | tx÷lsl;d | kl/df0f | PsfO{ | b/ k¦lt PsfO{ | /sd | k¦To]s ;¦f]t ;fwgsf] hDdf
| >lds | l;kfn' | 0.06 | hjfg | 525 | 31.5
|  | HofdL | 0.006 | hjfg | 375 | 2.25 | 33.75
| lgdf{0f ;fdu¦L | !@ dL=dL= df]6fO{ ePsf] Ps ;fO{8 nfldg]6 ul/Psf] | 1.05 | j=dL= | 902.65 | 947.78
|  | sf7sf] lni6L | 4.05 | /=dL= | 39.36 | 159.4
|  | lsnf, ud -df]ljns_ | - | cGbfhL | - | 30 | 1137.18
[5 empty] | jf:tljs b//]6 |  | 1170.93
| b/ k¦lt j=dL=sf] |  |  |  | !%Ü 7]s]bf/ cf]e/x]8 |  | 175.63
?= | 1346.56 | k}= |  |  | hDdf b/ /]6 |  | 1346.56
104 | xf8{af]8{ tyf cGo kf6L{zgdf $ dL=dL= 6Ls KnfOp8 n]ldg]zg u/L
hf]8\g] sfd Pstkm{ dfq .
b/ ljZn]if0fsf] nflu ! j=dL= lnOPsf] .
| ;¦f]t ;fwg | tx÷lsl;d | kl/df0f | PsfO{ | b/ k¦lt PsfO{ | /sd | k¦To]s ;¦f]t ;fwgsf] hDdf
| >lds | l;kfn' | 0.06 | hjfg | 525 | 31.5
|  | HofdL | 0.006 | hjfg | 375 | 2.25 | 33.75
| lgdf{0f ;fdu¦L | $ dL=dL= 6Ls KnfOp8 | 1.05 | j=dL= | 624.08 | 655.28
|  | df]ljsn | - | cGbfhL | - | 65
|  | lsnf | - | cGbfhL | - | 15 | 735.28
[5 empty] | jf:tljs b//]6 |  | 769.03
| b/ k¦lt j=dL=sf] |  |  |  | !%Ü 7]s]bf/ cf]e/x]8 |  | 115.35
?= | 884.38 | k}= |  |  | hDdf b/ /]6 |  | 884.38
%) X &% dL=dL= ;fO{hsf] cu¦fv sf7sf] ^)) X ()) dL= dL= sf]
105 | sf]7f agfO{ ljleGg lsl;dsf] kmN; l;lnË 7f]Sg] $ dL=dL= sdl;{on KnfO{p8
G8 | b/ ljZn]if0fsf] nflu (=&% X #=^% Ö #%=%* j=ld= lnOPsf]
| ;¦f]t ;fwg | tx÷lsl;d | kl/df0f | PsfO{ | b/ k¦lt PsfO{ | /sd | k¦To]s ;¦f]t ;fwgsf] hDdf
| >lds | s_ l;kfn' | 23 | hjfg | 525 | 12075
|  | v_ HofdL | 2.3 | hjfg | 375 | 862.5 | 12937.5
| lgdf{0f ;fdu¦L | cu¦fv sf7 | 0.45 | 3=dL= | 120054 | 54024.3
|  | $ dL=dL= KnfOp8 | 37.5 | j=dL= | 193.68 | 7263
|  | lni6L | 100 | /=dL= | 39.36 | 3936
|  | lsnf | 0.5 | s]=hL= | 99 | 49.5 | 65272.8
[5 empty] | jf:tljs b//]6 |  | 78210.3
| b/ k¦lt j=dL=sf] |  |  |  | !%Ü 7]s]bf/ cf]e/x]8 |  | 11731.54
| 89941.84 | ?= | 2527.87 | k}= | hDdf b/ /]6 |  | 89941.84
35.58
%) X &% dL=dL= ;fO{hsf] cu¦fv sf7sf] ^)) X ()) dL= dL= sf]
106 | sf]7f agfO{ ljleGg lsl;dsf] kmN; l;lnË 7f]Sg]
G8 | ^ dL=dL= sdl;{on KnfO{p8
b/ ljZn]if0fsf] nflu (=&% X #=^% Ö #%=%* j=ld= lnOPsf]
| ;¦f]t ;fwg | tx÷lsl;d | kl/df0f | PsfO{ | b/ k¦lt PsfO{ | /sd | k¦To]s ;¦f]t ;fwgsf] hDdf
| >lds | s_ l;kfn' | 23 | hjfg | 525 | 12075
|  | v_ HofdL | 2.3 | hjfg | 375 | 862.5 | 12937.5
| lgdf{0f ;fdu¦L | cu¦fv sf7 | 0.45 | 3=dL= | 120054 | 54024.3
|  | ^ dL=dL= KnfOp8 | 37.5 | j=dL= | 317.42 | 11903.25
|  | lni6L | 100 | /=dL= | 39.36 | 3936
|  | lsnf | 0.5 | s]=hL= | 99 | 49.5 | 69913.05
[5 empty] | jf:tljs b//]6 |  | 82850.55
| b/ k¦lt j=dL=sf] |  |  |  | !%Ü 7]s]bf/ cf]e/x]8 |  | 12427.58
| 95278.13 | ?= | 2677.85 | k}= | hDdf b/ /]6 |  | 95278.13
35.58
%) X &% dL=dL= ;fO{hsf] ;Nnf] s' sf7sf] ^)) X ()) dL= dL= sf]
sf]7f agfO{ ljleGg lsl;dsf] kmN; l;lnË 7f]Sg]
107 | $ dL=dL= sdl;{on KnfO{p8
!)–!^ s | b/ ljZn]if0fsf] nflu (=&% X #=^% Ö #%=%* j=ld= lnOPsf]
| ;¦f]t ;fwg | tx÷lsl;d | kl/df0f | PsfO{ | b/ k¦lt PsfO{ | /sd | k¦To]s ;¦f]t ;fwgsf] hDdf
| >lds | s_ l;kfn' | 23 | hjfg | 525 | 12075
|  | v_ HofdL | 2.3 | hjfg | 375 | 862.5 | 12937.5
| lgdf{0f ;fdu¦L | ;Nnf] s' sf7 | 0.45 | 3=dL= | 27365.25 | 12314.36
|  | $ dL=dL= KnfOp8 | 37.5 | j=dL= | 193.68 | 7263
|  | lni6L | 100 | /=dL= | 39.36 | 3936
|  | lsnf | 0.5 | s]=hL= | 99 | 49.5 | 23562.86
[5 empty] | jf:tljs b//]6 |  | 36500.36
| b/ k¦lt j=dL=sf] |  |  |  | !%Ü 7]s]bf/ cf]e/x]8 |  | 5475.05
| 41975.41 | ?= | 1179.74 | k}= | hDdf b/ /]6 |  | 41975.41
35.58
!^ – @) dL=dL= Jof;sf] kmnfd] 808L sf+6L em\ofnsf] rf}s;df
108 | Kjfn vf]kL h8fg ug]{ sfd .
G7 | b/ ljZn]if0fsf] nflu ! d]=6g= lnOPsf]
| ;¦f]t ;fwg | tx÷lsl;d | kl/df0f | PsfO{ | b/ k¦lt PsfO{ | /sd | k¦To]s ;¦f]t ;fwgsf] hDdf
| >lds | s_ l;kfn' | 20 | hjfg | 525 | 10500
|  | v_ HofdL | 20 | hjfg | 375 | 7500 | 18000
| lgdf{0f ;fdu¦L | 808L | 1.05 | d]=6= | 80800 | 84840 | 84840
[5 empty] | jf:tljs b//]6 |  | 102840
| b/ k¦lt d]=6g= sf] |  |  |  | !%Ü 7]s]bf/ cf]e/x]8 |  | 15426
?= | 118266 | k}= |  |  | hDdf b/ /]6 |  | 118266
109 | #* X !)) dL=dL= ;fn sf7sf] k¦m]dsf] Kofgnx?df * dL=dL=sf] sdl;{on KnfO{p8 /fvL
G8 | Psftkm{ $ dL=dL= l6sKnfO{p8 n]ldg]6 u/L KnfO{sf] l8nfvfkf agfO{ h8fg ug]{ .
b/ ljZn]if0fsf] nflu !=)(@ X @=)%* Ö @=@$% j=ld= lnOPsf]
| ;¦f]t ;fwg | tx÷lsl;d | kl/df0f | PsfO{ | b/ k¦lt PsfO{ | /sd | k¦To]s ;¦f]t ;fwgsf] hDdf
| >lds | s_ l;kfn' | 9 | hjfg | 525 | 4725
|  | v_ HofdL | 0.9 | hjfg | 375 | 337.5 | 5062.5
| lgdf{0f ;fdu¦L | ;fn sf7 | 0.0346 | 3=dL= | 120054 | 4153.86
|  | 8 dL=dL=sdl;{on KnfO{ | 1.899 | j=dL= | 349.7 | 664.08
|  | $ dL=dL= l6s KnfO{ | 1.899 | j=dL= | 306.66 | 582.34
|  | sf7sf] lni6L | 7.434 | /=dL= | 39.36 | 292.6
|  | ud | cGbfhL | – |  | 60
|  | !)) dL=dL= sAhf | 3 | uf]6f | 26 | 78
|  | !%) dL=dL= 5]:sLgL | 2 | uf]6f | 59 | 118
|  | df]l6{; ns -;fwf/0f_ | 1 | uf]6f | 525 | 525
|  | k]r lsnf | cGbfhL | – |  | 45
6518.88
[5 empty] | jf:tljs b//]6 |  | 11581.38
| b/ k¦lt j=dL=sf] |  |  |  | !%Ü 7]s]bf/ cf]e/x]8 |  | 1737.2
| 13318.58 | ?= | 5932.55 | k}= | hDdf b/ /]6 |  | 13318.58
2.245
110 | #* X !)) dL=dL= ;fn sf7sf] k¦m]dsf] Kofgnx?df * dL=dL=sf] sdl;{on KnfO{p8 /fvL
G9 | b'a}tkm{ $ dL=dL= l6sKnfO{p8 n]ldg]6 u/L KnfO{sf] l8nfvfkf agfO{ h8fg ug]{ .
!)–& | b/ ljZn]if0fsf] nflu !=)(@ X @=)%* Ö @=@$% j=ld= lnOPsf]
| ;¦f]t ;fwg | tx÷lsl;d | kl/df0f | PsfO{ | b/ k¦lt PsfO{ | /sd | k¦To]s ;¦f]t ;fwgsf] hDdf
| >lds | s_ l;kfn' | 9 | hjfg | 525 | 4725
|  | v_ HofdL | 0.9 | hjfg | 375 | 337.5 | 5062.5
| lgdf{0f ;fdu¦L | ;fn sf7 | 0.0346 | 3=dL= | 120054 | 4153.86
|  | 8 dL=dL=sdl;{on KnfO{ | 1.899 | j=dL= | 349.7 | 664.08
|  | $ dL=dL= l6s KnfO{ | 3.798 | j=dL= | 306.66 | 1164.69
|  | sf7sf] lni6L | 14.868 | /=dL= | 39.36 | 585.2
|  | ud | cGbfhL | – |  | 60
|  | !)) dL=dL= sAhf | 3 | uf]6f | 26 | 78
|  | !%) dL=dL= 5]:sLgL | 2 | uf]6f | 59 | 118
|  | df]l6{; ns -;fwf/0f_ | 1 | uf]6f | 525 | 525
|  | k]r lsnf | cGbfhL | – |  | 45 | 7393.83
[5 empty] | jf:tljs b//]6 |  | 12456.33
| b/ k¦lt j=dL=sf] |  |  |  | !%Ü 7]s]bf/ cf]e/x]8 |  | 1868.44
| 14324.77 | ?= | 6380.74 | k}= | hDdf b/ /]6 |  | 14324.77
2.245
111 | #* X !)) dL=dL= ;fn sf7sf] k¦m]dsf] Kofgnx?df * dL=dL=sf] jf6/k¦'km KnfO{p8 /fvL
G10 | Psftkm{ $ dL=dL= l6sKnfO{p8 n]ldg]6 u/L jf6/k¦'km KnfO{p8sf] l8nfvfkf agfO{ h8fg ug]{ .
!)–& | b/ ljZn]if0fsf] nflu !=)(@ X @=)%* Ö @=@$% j=ld= lnOPsf]
| ;¦f]t ;fwg | tx÷lsl;d | kl/df0f | PsfO{ | b/ k¦lt PsfO{ | /sd | k¦To]s ;¦f]t ;fwgsf] hDdf
| >lds | s_ l;kfn' | 9 | hjfg | 525 | 4725
|  | v_ HofdL | 0.9 | hjfg | 375 | 337.5 | 5062.5
| lgdf{0f ;fdu¦L | ;fn sf7 | 0.0346 | 3=dL= | 120054 | 4153.86
|  | 8 dL=dL=jf^/k¦'km KnfO{p* | 1.899 | j=dL= | 494.96 | 939.92
|  | $ dL=dL= l6s KnfO{ | 1.899 | j=dL= | 306.66 | 582.34
|  | sf7sf] lni6L | 7.434 | /=dL= | 39.36 | 292.6
|  | ud | cGbfh | – |  | 60
|  | !)) dL=dL= sAhf | 3 | uf]6f | 26 | 78
|  | !%) dL=dL= 5]:sLgL | 2 | uf]6f | 59 | 118
|  | df]l6{; ns -;fwf/0f_ | 1 | uf]6f | 525 | 525
|  | k]r lsnf | cGbfh | – |  | 45 | 6794.72
[5 empty] | jf:tljs b//]6 |  | 11857.22
| b/ k¦lt j=dL=sf] |  |  |  | !%Ü 7]s]bf/ cf]e/x]8 |  | 1778.58
| 13635.8 | ?= | 6073.85 | k}= | hDdf b/ /]6 |  | 13635.8
2.245
112 | Supplying and fitting Ready made Teak wood Doors,ordinary (Seasoned and Poisoned treated ,one side teak) with all neccessary hardware all complete.
G 11 | b/ ljZn]if0fsf] nflu ! j=ld= lnOPsf]
| ;¦f]t ;fwg | tx÷lsl;d | kl/df0f | PsfO{ | b/ k¦lt PsfO{ | /sd | k¦To]s ;¦f]t ;fwgsf] hDdf
| >lds | s_ l;kfn' | 1.76 | hjfg | 525 | 924
|  | v_ HofdL | 0.176 | hjfg | 375 | 66 | 990
| lgdf{0f ;fdu¦L | tof/L 6Ls vfkf | 1 | j=dL= | 1506.4 | 1506.4
|  | sf7sf] lni6L | 4 | /=dL= | 39.36 | 157.44
|  | ud | cGbfhL | – |  | 20
|  | !)) dL=dL= sAhf | 3 | uf]6f | 26 | 78
|  | !%) dL=dL= 5]:sLgL | 2 | uf]6f | 59 | 118
|  | df]l6{; ns -;fwf/0f_ | 1 | uf]6f | 525 | 525
|  | k]r lsnf | cGbfhL | – |  | 45 | 2449.84
[5 empty] | jf:tljs b//]6 |  | 3439.84
| b/ k¦lt j=dL=sf] |  |  |  | !%Ü 7]s]bf/ cf]e/x]8 |  | 515.97
| 3955.81 | ?= | 3955.81 | k}= | hDdf b/ /]6 |  | 3955.81
1
113 | Supplying and fitting Ready made Teak wood Doors, special (Seasoned and Poisoned treated ,one side teak) with all neccessary hardware all complete.
G 12 | b/ ljZn]if0fsf] nflu != j=ld= lnOPsf]
| ;¦f]t ;fwg | tx÷lsl;d | kl/df0f | PsfO{ | b/ k¦lt PsfO{ | /sd | k¦To]s ;¦f]t ;fwgsf] hDdf
| >lds | s_ l;kfn' | 1.61 | hjfg | 525 | 845.25
|  | v_ HofdL | 0.161 | hjfg | 375 | 60.37 | 905.62
| lgdf{0f ;fdu¦L | tof/L 6Ls vfkf | 1.1 | j=dL= | 2044.4 | 2248.84
|  | sf7sf] lni6L | 7.434 | /=dL= | 39.36 | 292.6
|  | ud | cGbfhL | – |  | 20
|  | !)) dL=dL= sAhf | 3 | uf]6f | 26 | 78
|  | !%) dL=dL= 5]:sLgL | 2 | uf]6f | 59 | 118
|  | df]l6{; ns -;fwf/0f_ | 1 | uf]6f | 525 | 525
|  | k]r lsnf | cGbfhL | – |  | 45 | 3327.44
[5 empty] | jf:tljs b//]6 |  | 4233.06
| b/ k¦lt j=dL=sf] |  |  |  | !%Ü 7]s]bf/ cf]e/x]8 |  | 634.95
| 4868.01 | ?= | 4868.01 | k}= | hDdf b/ /]6 |  | 4868.01
1
114 | Supplying and fitting Ready made Teak wood Doors,ordinary (Seasoned and Poisoned treated ,one side teak and other side water proof ply fitting) with all neccessary hardware all complete.
G 13 | b/ ljZn]if0fsf] nflu != j=ld= lnOPsf]
| ;¦f]t ;fwg | tx÷lsl;d | kl/df0f | PsfO{ | b/ k¦lt PsfO{ | /sd | k¦To]s ;¦f]t ;fwgsf] hDdf
| >lds | s_ l;kfn' | 1.61 | hjfg | 525 | 845.25
|  | v_ HofdL | 0.161 | hjfg | 375 | 60.37 | 905.62
| lgdf{0f ;fdu¦L | tof/L 6Ls vfkf Psftkm{ jf6/k¦'km KnfO ePsf] | 1 | j=dL= | 1721.6 | 1721.6
|  | sf7sf] lni6L | 7.434 | /=dL= | 39.36 | 292.6
|  | ud | cGbfhL | – |  | 20
|  | !)) dL=dL= sAhf | 3 | uf]6f | 26 | 78
|  | !%) dL=dL= 5]:sLgL | 2 | uf]6f | 59 | 118
|  | df]l6{; ns -;fwf/0f_ | 1 | uf]6f | 525 | 525
|  | k]r lsnf | cGbfhL | – |  | 45 | 2800.2
[5 empty] | jf:tljs b//]6 |  | 3705.82
| b/ k¦lt j=dL=sf] |  |  |  | !%Ü 7]s]bf/ cf]e/x]8 |  | 555.87
| 4261.69 | ?= | 4261.69 | k}= | hDdf b/ /]6 |  | 4261.69
1
115 | Supplying and fitting Ready made Teak wood Doors,special (Seasoned and Poisoned treated ,one side teak and other side water proof ply fitting) with all neccessary hardware all complete.
G 14 | b/ ljZn]if0fsf] nflu != j=ld= lnOPsf]
| ;¦f]t ;fwg | tx÷lsl;d | kl/df0f | PsfO{ | b/ k¦lt PsfO{ | /sd | k¦To]s ;¦f]t ;fwgsf] hDdf
| >lds | s_ l;kfn' | 1.61 | hjfg | 525 | 845.25
|  | v_ HofdL | 0.161 | hjfg | 375 | 60.37 | 905.62
| lgdf{0f ;fdu¦L | tof/L 6Ls vfkf Psftkm{ jf6/k¦'km KnfO ePsf] | 1 | j=dL= | 2313.4 | 2313.4
|  | sf7sf] lni6L | 7.434 | /=dL= | 39.36 | 292.6
|  | ud | cGbfh | – |  | 20
|  | !)) dL=dL= sAhf | 3 | uf]6f | 26 | 78
|  | !%) dL=dL= 5]:sLgL | 2 | uf]6f | 59 | 118
|  | df]l6{; ns -;fwf/0f_ | 1 | uf]6f | 525 | 525
|  | k]r lsnf | cGbfh | – |  | 45 | 3392
[5 empty] | jf:tljs b//]6 |  | 4297.62
| b/ k¦lt j=dL=sf] |  |  |  | !%Ü 7]s]bf/ cf]e/x]8 |  | 644.64
| 4942.26 | ?= | 4942.26 | k}= | hDdf b/ /]6 |  | 4942.26
1
116 | ;gdfO{sf n]ldg]zg u/L
!)–!@ | hf]8\g] sfd Pstkm{ dfq .
G 15 | b/ ljZn]if0fsf] nflu ! j=dL= lnOPsf] .
| ;¦f]t ;fwg | tx÷lsl;d | kl/df0f | PsfO{ | b/ k¦lt PsfO{ | /sd | k¦To]s ;¦f]t ;fwgsf] hDdf
| >lds | l;kfn' | 0.06 | hjfg | 525 | 31.5
|  | HofdL | 0.006 | hjfg | 375 | 2.25 | 33.75
| lgdf{0f ;fdu¦L | ;gdfO{sf | 1.05 | j=dL= | 131.13 | 137.68
|  | df]ljsn | - | cGbfhL | - | 65
|  | lsnf | - | cGbfhL | - | 15 | 217.68
[5 empty] | jf:tljs b//]6 |  | 251.43
| b/ k¦lt j=dL=sf] |  |  |  | !%Ü 7]s]bf/ cf]e/x]8 |  | 37.71
?= | 289.14 | k}= |  |  | hDdf b/ /]6 |  | 289.14
117 | kmf]/dfO{sf n]ldg]zg u/L
!)–!@ | hf]8\g] sfd Pstkm{ dfq .
G 16 | b/ ljZn]if0fsf] nflu ! j=dL= lnOPsf] .
| ;¦f]t ;fwg | tx÷lsl;d | kl/df0f | PsfO{ | b/ k¦lt PsfO{ | /sd | k¦To]s ;¦f]t ;fwgsf] hDdf
| >lds | l;kfn' | 0.06 | hjfg | 525 | 31.5
|  | HofdL | 0.006 | hjfg | 375 | 2.25 | 33.75
| lgdf{0f ;fdu¦L | kmf]dfO{sf | 1.05 | j=dL= | 645.6 | 677.88
|  | df]ljsn | - | cGbfhL | - | 65
|  | lsnf | - | cGbfhL | - | 15 | 757.88
[5 empty] | jf:tljs b//]6 |  | 791.63
| b/ k¦lt j=dL=sf] |  |  |  | !%Ü 7]s]bf/ cf]e/x]8 |  | 118.74
?= | 910.37 | k}= |  |  | hDdf b/ /]6 |  | 910.37
118 | #* dL=dL= -!½Æ_ afSnf] l;d]G6 s+qmL6 -!M@M$_ ˆnf]/ 9nfg u/L
!!–! v | l;d]G6 3f]6L tof/ ug]{ .
H 1 | b/ ljZn]if0fsf] nflu !) j=dL= lnOPsf]
| ;¦f]t ;fwg | tx÷lsl;d | kl/df0f | PsfO{ | b/ k¦lt PsfO{ | /sd | k¦To]s ;¦f]t ;fwgsf] hDdf
| >lds | s_ l;kfn' | 1.25 | hjfg | 525 | 656.25
|  | v_ HofdL | 2 | hjfg | 375 | 750 | 1406.25
| lgdf{0f ;fdu¦L | l;d]G6 | 0.13 | d]=6= | 14200 | 1846
|  | jfn'jf | 0.18 | 3=dL= | 1659.57 | 298.72
|  | !@ dL=dL /f]8f | 0.36 | 3=dL= | 1730.19 | 622.86 | 2767.58
[5 empty] | jf:tljs b//]6 |  | 4173.83
| b/ k¦lt j=dL=sf] |  |  |  | !%Ü 7]s]bf/ cf]e/x]8 |  | 626.07
| 4799.9 | ?= | 479.99 | k}= | hDdf b/ /]6 |  | 4799.9
10
119 | %) dL=dL= -@Æ_ afSnf] l;d]G6 s+qmL6 -!M@M$_ ˆnf]/ 9nfg u/L
!!–! Uf | l;d]G6 3f]6L tof/ ug]{ .
H 1 | b/ ljZn]if0fsf] nflu !) j=dL= lnOPsf]
| ;¦f]t ;fwg | tx÷lsl;d | kl/df0f | PsfO{ | b/ k¦lt PsfO{ | /sd | k¦To]s ;¦f]t ;fwgsf] hDdf
| >lds | s_ l;kfn' | 1.25 | hjfg | 525 | 656.25
|  | v_ HofdL | 2.5 | hjfg | 375 | 937.5 | 1593.75
| lgdf{0f ;fdu¦L | l;d]G6 | 0.17 | d]=6= | 14200 | 2414
|  | jfn'jf | 0.23 | 3=dL= | 1659.57 | 381.7
|  | @) dL=dL /f]8f | 0.46 | 3=dL= | 1906.74 | 877.1 | 3672.8
[5 empty] | jf:tljs b//]6 |  | 5266.55
| b/ k¦lt j=dL=sf] |  |  |  | !%Ü 7]s]bf/ cf]e/x]8 |  | 789.98
| 6056.53 | ?= | 605.65 | k}= | hDdf b/ /]6 |  | 6056.53
10
120 | &% dL=dL= -#Æ_ afSnf] l;d]G6 s+qmL6 -!M@M$_ ˆnf]/ 9nfg u/L
!!–! 3 | l;d]G6 3f]6L tof/ ug]{ .
H 1 | b/ ljZn]if0fsf] nflu !) j=dL= lnOPsf]
| ;¦f]t ;fwg | tx÷lsl;d | kl/df0f | PsfO{ | b/ k¦lt PsfO{ | /sd | k¦To]s ;¦f]t ;fwgsf] hDdf
| >lds | s_ l;kfn' | 1.25 | hjfg | 525 | 656.25
|  | v_ HofdL | 3 | hjfg | 375 | 1125 | 1781.25
| lgdf{0f ;fdu¦L | l;d]G6 | 0.26 | d]=6= | 14200 | 3692
|  | jfn'jf | 0.34 | 3=dL= | 1659.57 | 564.25
|  | @) dL=dL /f]8f | 0.68 | 3=dL= | 1906.74 | 1296.58 | 5552.83
[5 empty] | jf:tljs b//]6 |  | 7334.08
| b/ k¦lt j=dL=sf] |  |  |  | !%Ü 7]s]bf/ cf]e/x]8 |  | 1100.11
| 8434.19 | ?= | 843.41 | k}= | hDdf b/ /]6 |  | 8434.19
10
@% dL=dL= afSnf] df]hfos ˆnf]l/Ë @) dL=dL= -!M@M$_ l;d]G6 s+qmL6 u/L
121 | To; dfly % dL=dL= afSnf] !M! efudf ;]tf] l;d]G6 /
!!–@ | dfj{n lrK; nufO{ 3f]6\g] / kflnz ;d]t ug]{ sfd .
H 2 | b/ ljZn]if0fsf] nflu !) j=dL= lnOPsf]
! Jff]/f dfj{n lrK; j/fj/ !=) 3=lkm= dfg]sf] .
| ;¦f]t ;fwg | tx÷lsl;d | kl/df0f | PsfO{ | b/ k¦lt PsfO{ | /sd | k¦To]s ;¦f]t ;fwgsf] hDdf
| >lds | s_ l;kfn' | 2.5 | hjfg | 525 | 1312.5
|  | v_ HofdL | 16 | hjfg | 375 | 6000 | 7312.5
| lgdf{0f ;fdu¦L | l;d]G6 | 0.065 | d]=6= | 14200 | 923
|  | afn'jf vf]nfsf] | 0.088 | 3=dL= | 1659.57 | 146.04
|  | !@=% dL=dL= /f]8f | 0.176 | 3=dL= | 1730.19 | 304.51
|  | ;]tf] l;d]G6 | 0.061 | d]=6= | 23750 | 1448.75
|  | # dL=dL= dfj{n lrK; | 0.061 | 3=dL= | 5299.5 | 323.26
clV;8fOh/ -cShflns_
|  | P;L8 kfp8/ | 0.365 | s]=hL= | 115 | 41.97
|  | d}g kflnz | 0.118 | s]=hL= | 200 | 23.6
|  | tf/k]G6fOg | 0.538 | nL= | 180 | 96.84
|  | sfaf]{/08d 9'+uf | cGbfhL | – |  | 120 | 3427.97
[5 empty] | jf:tljs b//]6 |  | 10740.47
| b/ k¦lt j=dL=sf] |  |  |  | !%Ü 7]s]bf/ cf]e/x]8 |  | 1611.07
| 12351.54 | ?= | 1235.15 | k}= | hDdf b/ /]6 |  | 12351.54
10
@% dL=dL= afSnf] df]hfos ˆnf]l/Ë !( dL=dL= l;d]G6 Knfi6/ !M@ efudf u/L
122 | To; dfly ^ dL=dL= dfj{n lrK; ;]tf] l;d]G6 !M! efudf nufO{
!!–# | 3f]6\g] / kflnz ug]{ .
H 3 | b/ ljZn]if0fsf] nflu !) j=dL= lnOPsf]
| ;¦f]t ;fwg | tx÷lsl;d | kl/df0f | PsfO{ | b/ k¦lt PsfO{ | /sd | k¦To]s ;¦f]t ;fwgsf] hDdf
| >lds | s_ l;kfn' | 3.5 | hjfg | 525 | 1837.5
|  | v_ HofdL | 36 | hjfg | 375 | 13500 | 15337.5
| lgdf{0f ;fdu¦L | l;d]G6 | 0.121 | d]=6= | 14200 | 1718.2
|  | afn'jf vf]nfsf] | 0.165 | 3=dL= | 1659.57 | 273.82
|  | ;]tf] l;d]G6 | 0.069 | d]=6= | 23750 | 1638.75
|  | # dL=dL= dfj{n lrK; | 0.047 | 3=dL= | 5299.5 | 249.07
|  | -cShflns_ P;L8 | 0.34 | s]=hL= | 115 | 39.1
|  | d}g kflnz | 0.11 | s]=hL= | 200 | 22
|  | tf/k]G6fOg | 0.5 | nL= | 180 | 90
|  | sfaf]{/08d 9'+uf | cGbfhL | – |  | 120 | 4150.94
[5 empty] | jf:tljs b//]6 |  | 19488.44
| b/ k¦lt j=dL=sf] |  |  |  | !%Ü 7]s]bf/ cf]e/x]8 |  | 2923.26
| 22411.7 | ?= | 2241.17 | k}= | hDdf b/ /]6 |  | 22411.7
10
@) dL=dL= afSnf] df]hfos ˆnf]l/Ë ug]{ !@+=% dL=dL= l;d]G6 Knfi6/ !M@ efudf nufO{
123 | To; dfly ^ dL=dL= ;]tf] l;d]G6 dfj{n lrK; !M! efudf nufO{
!!–$ | 3f]6\g] / kflnz ug]{ .
H 4 | b/ ljZn]if0fsf] nflu !) j=dL= lnOPsf]
| ;¦f]t ;fwg | tx÷lsl;d | kl/df0f | PsfO{ | b/ k¦lt PsfO{ | /sd | k¦To]s ;¦f]t ;fwgsf] hDdf
| >lds | s_ l;kfn' | 3.5 | hjfg | 525 | 1837.5
|  | v_ HofdL | 36 | hjfg | 375 | 13500 | 15337.5
| lgdf{0f ;fdu¦L | l;d]G6 | 0.089 | d]=6= | 14200 | 1263.8
|  | afn'jf vf]nfsf] | 0.122 | 3=dL= | 1659.57 | 202.46
|  | ;]tf] l;d]G6 | 0.089 | d]=6= | 23750 | 2113.75
|  | # dL=dL= dfj{n lrK; | 0.061 | 3=dL= | 5299.5 | 323.26
|  | -cShflns_ P;L8 | 0.37 | s]=hL= | 115 | 42.55
|  | d}g kflnz | 0.118 | s]=hL= | 200 | 23.6
|  | tf/k]G6fOg | 0.538 | nL= | 180 | 96.84
|  | sfaf]{/08d 9'+uf | cGbfhL | – |  | 120 | 4186.26
[5 empty] | jf:tljs b//]6 |  | 19523.76
| b/ k¦lt j=dL=sf] |  |  |  | !%Ü 7]s]bf/ cf]e/x]8 |  | 2928.56
| 22452.32 | ?= | 2245.23 | k}= | hDdf b/ /]6 |  | 22452.32
10
124 | @) dL=dL= 6]/fhf] 6fO{n @) dL=dL= afSnf] !M$ efudf l;d]G6 afn'jf
!!–% | d;nfdf nufO{ 3f]6\g] / kflnz ug]{ .
H 5 | b/ ljZn]if0fsf] nflu !) j=dL= lnOPsf]
| ;¦f]t ;fwg | tx÷lsl;d | kl/df0f | PsfO{ | b/ k¦lt PsfO{ | /sd | k¦To]s ;¦f]t ;fwgsf] hDdf
| >lds | s_ l;kfn' | 2 | hjfg | 525 | 1050
|  | v_ HofdL | 12.6 | hjfg | 375 | 4725 | 5775
| lgdf{0f ;fdu¦L | @) dL=dL= 6]/fhf] 6fO{n | 11 | j=dL= | 538 | 5918
|  | l;d]G6 | 0.081 | d]=6= | 14200 | 1150.2
|  | afn'jf vf]nfsf] | 0.22 | 3=dL= | 1659.57 | 365.1
|  | cShflns P;L8 | 0.37 | s]=hL= | 115 | 42.55
|  | d}g kflnz | 0.118 | s]=hL= | 200 | 23.6
|  | tf/k]G6fOg | 0.538 | nL= | 180 | 96.84
|  | sfaf]{/08d 9'+uf | cGbfhL | – |  | 120 | 7716.29
| oflGqs pks/0f | 3f]6\g] HofdL | 13.5 | hjfg | 375 | 5062.5 | 5062.5
[5 empty] | jf:tljs b//]6 |  | 18553.79
| b/ k¦lt j=dL=sf] |  |  |  | !%Ü 7]s]bf/ cf]e/x]8 |  | 2783.06
| 21336.85 | ?= | 2133.68 | k}= | hDdf b/ /]6 |  | 21336.85
10
gf]6 M d]lzg k¦of]u gu/L HofdL ;+Vof !#½ j9fpg] x'g] hDdf b/ ?= ==========÷========= k}= jf:tljs b//]6 ?= ===========÷===========k}=
125 | kf]/l;lng Un]H8 6fO{n !M$ l;d]G6 afn'jfdf 5fKg] sfd .
!!–& | b/ ljZn]if0fsf] nflu !) j=dL= lnOPsf]
H 6 | ;¦f]t ;fwg | tx÷lsl;d | kl/df0f | PsfO{ | b/ k¦lt PsfO{ | /sd | k¦To]s ;¦f]t ;fwgsf] hDdf
| >lds | s_ l;kfn' | 13 | hjfg | 525 | 6825
|  | v_ HofdL | 4.5 | hjfg | 375 | 1687.5 | 8512.5
| lgdf{0f ;fdu¦L | l;d]G6 | 0.056 | d]=6= | 14200 | 795.2
|  | afn'jf vf]nfsf] | 0.152 | 3=dL= | 1659.57 | 252.25
|  | ;]tf] l;d]G6 | 3.228 | s]=hL= | 23.75 | 76.66
|  | kf]/l;lng Un]H8 6fO{n | 11 | j=dL= | 624.08 | 6864.88 | 7988.99
[5 empty] | jf:tljs b//]6 |  | 16501.49
| b/ k¦lt j=dL=sf] |  |  |  | !%Ü 7]s]bf/ cf]e/x]8 |  | 2475.22
| 18976.71 | ?= | 1897.67 | k}= | hDdf b/ /]6 |  | 18976.71
10
126 | kf]/l;lng Un]H8 6fO{n !M$ l;d]G6 afn'jfdf 5fKg] sfd af]8/ ;lxt .
!!–& s | b/ ljZn]if0fsf] nflu !) j=dL= lnOPsf]
H 6 | ;¦f]t ;fwg | tx÷lsl;d | kl/df0f | PsfO{ | b/ k¦lt PsfO{ | /sd | k¦To]s ;¦f]t ;fwgsf] hDdf
| >lds | s_ l;kfn' | 13 | hjfg | 525 | 6825
|  | v_ HofdL | 4.5 | hjfg | 375 | 1687.5 | 8512.5
| lgdf{0f ;fdu¦L | l;d]G6 | 0.056 | d]=6= | 14200 | 795.2
|  | afn'jf vf]nfsf] | 0.152 | 3=dL= | 1659.57 | 252.25
|  | ;]tf] l;d]G6 | 3.228 | s]=hL= | 23.75 | 76.66
|  | kf]/l;lng Un]H8 6fO{n | 10.48 | j=dL= | 624.08 | 6540.35
|  | af]8/ 6fOn | 0.52 | j=dL= | 1614 | 839.28 | 8503.74
[5 empty] | jf:tljs b//]6 |  | 17016.24
| b/ k¦lt j=dL=sf] |  |  |  | !%Ü 7]s]bf/ cf]e/x]8 |  | 2552.43
| 19568.67 | ?= | 1956.86 | k}= | hDdf b/ /]6 |  | 19568.67
10
%) dL=dL= afSnf] 5fKg] 9'+uf -ˆn}u:6f]g_ !M$ l;d]G6 afn'jf
127 | d;nfdf nufpg] .
!!–* s | b/ ljZn]if0fsf] nflu !) j=dL= lnOPsf]
H 7 | ;¦f]t ;fwg | tx÷lsl;d | kl/df0f | PsfO{ | b/ k¦lt PsfO{ | /sd | k¦To]s ;¦f]t ;fwgsf] hDdf
| >lds | s_ l;kfn' | 2 | hjfg | 525 | 1050
|  | v_ HofdL | 4.5 | hjfg | 375 | 1687.5 | 2737.5
| lgdf{0f ;fdu¦L | l;d]G6 | 0.063 | d]=6= | 14200 | 894.6
|  | afn'jf vf]nfsf] | 0.171 | 3=dL= | 1659.57 | 283.78
|  | %) dL=dL= 9'+uf | 11 | j=dL= | 860.8 | 9468.8 | 10647.18
[5 empty] | jf:tljs b//]6 |  | 13384.68
| b/ k¦lt j=dL=sf] |  |  |  | !%Ü 7]s]bf/ cf]e/x]8 |  | 2007.7
| 15392.38 | ?= | 1539.23 | k}= | hDdf b/ /]6 |  | 15392.38
10
128 | %) dL=dL= ;Ddsf] 5fkf] 9'+uf afn'jf 5fKg] .
!!–* v | b/ ljZn]if0fsf] nflu !) j=dL= lnOPsf]
H 8 | ;¦f]t ;fwg | tx÷lsl;d | kl/df0f | PsfO{ | b/ k¦lt PsfO{ | /sd | k¦To]s ;¦f]t ;fwgsf] hDdf
| >lds | s_ l;kfn' | 1 | hjfg | 525 | 525
|  | v_ HofdL | 3 | hjfg | 375 | 1125 | 1650
| lgdf{0f ;fdu¦L | 9'+uf | 11 | j=dL= | 860.8 | 9468.8
|  | afn'jf vf]nfsf] | 0.71 | 3=dL= | 1659.57 | 1178.29 | 10647.09
[5 empty] | jf:tljs b//]6 |  | 12297.09
| b/ k¦lt j=dL=sf] |  |  |  | !%Ü 7]s]bf/ cf]e/x]8 |  | 1844.56
| 14141.65 | ?= | 1414.16 | k}= | hDdf b/ /]6 |  | 14141.65
10
129 | @% dL=dL=–#&=% dL=dL= afSnf] 5fKg] 9'+uf -ˆn}u:6f]g_ !M$ l;d]G6 afn'jfdf 5fKg] sfd .
!!–( | b/ ljZn]if0fsf] nflu !) j=dL= lnOPsf]
H 9
| ;¦f]t ;fwg | tx÷lsl;d | kl/df0f | PsfO{ | b/ k¦lt PsfO{ | /sd | k¦To]s ;¦f]t ;fwgsf] hDdf
| >lds | s_ l;kfn' | 2 | hjfg | 525 | 1050
|  | v_ HofdL | 4.5 | hjfg | 375 | 1687.5 | 2737.5
| lgdf{0f ;fdu¦L | #&=% dL=dL= 9'+uf | 11 | j=dL= | 667.12 | 7338.32
|  | l;d]G6 | 0.06 | d]=6= | 14200 | 852
|  | afn'jf vf]nfsf] | 0.165 | 3=dL= | 1659.57 | 273.82 | 8464.14
[5 empty] | jf:tljs b//]6 |  | 11201.64
| b/ k¦lt j=dL=sf] |  |  |  | !%Ü 7]s]bf/ cf]e/x]8 |  | 1680.24
| 12881.88 | ?= | 1288.18 | k}= | hDdf b/ /]6 |  | 12881.88
10
130 | @% dL=dL= afSnf] t]lnof O{6f !M@ ;'sL{ d;nfdf 5fKg] /
!!–!! | !M! l;d]G6 afn'jfdf l6Ksf/ ug]{ sfd .
H 11 | b/ ljZn]if0fsf] nflu !) j=dL= lnOPsf]
| ;¦f]t ;fwg | tx÷lsl;d | kl/df0f | PsfO{ | b/ k¦lt PsfO{ | /sd | k¦To]s ;¦f]t ;fwgsf] hDdf
| >lds | s_ l;kfn' | 4.5 | hjfg | 525 | 2362.5
|  | v_ HofdL | 4.5 | hjfg | 375 | 1687.5 | 4050
| lgdf{0f ;fdu¦L | t]lnof O{6f | 440 | uf]6f | 12 | 5280
|  | r'gf | 0.122 | 3=dL= | 19200 | 2342.4
|  | ;'sL{ | 0.244 | 3=dL= | 1121.49 | 273.64
|  | l;d]G6 | 0.016 | d]=6= | 14200 | 227.2
|  | afn'jf vf]nfsf] | 0.11 | 3=dL= | 1659.57 | 182.55 | 8305.79
[5 empty] | jf:tljs b//]6 |  | 12355.79
| b/ k¦lt j=dL=sf] |  |  |  | !%Ü 7]s]bf/ cf]e/x]8 |  | 1853.36
| 14209.15 | ?= | 1420.91 | k}= | hDdf b/ /]6 |  | 14209.15
10
gf]6 M ! 3=dL= Ö ^$) s]=hL=
r]K6f] O{6f -!M^_ l;d]G6 afn'jfdf 5fkL !M@ l;d]G6, afn'jf
131 | hf]gL{df l6Ksf/ ug]{ sfd .
!!–!@ | b/ ljZn]if0fsf] nflu !) j=dL= lnOPsf]
H 12 | ;¦f]t ;fwg | tx÷lsl;d | kl/df0f | PsfO{ | b/ k¦lt PsfO{ | /sd | k¦To]s ;¦f]t ;fwgsf] hDdf
| >lds | s_ l;kfn' | 2.25 | hjfg | 525 | 1181.25
|  | v_ HofdL | 3.25 | hjfg | 375 | 1218.75 | 2400
| lgdf{0f ;fdu¦L | O{6f | 430 | uf]6f | 7.5 | 3225
|  | l;d]G6 | 0.078 | d]=6= | 14200 | 1107.6
|  | afn'jf vf]nfsf] | 0.229 | 3=dL= | 1659.57 | 380.04 | 4712.64
[5 empty] | jf:tljs b//]6 |  | 7112.64
| b/ k¦lt j=dL=sf] |  |  |  | !%Ü 7]s]bf/ cf]e/x]8 |  | 1066.89
| 8179.53 | ?= | 817.95 | k}= | hDdf b/ /]6 |  | 8179.53
10
gf]6 M lrDgL e§fsf] O{6f .
7f8f] O{6f -!M^_ l;d]G6 afn'jfdf 5fkL !M@ l;d]G6, afn'jf
132 | hf]gL{df l6Ksf/ ug]{ sfd .
!!–!# | b/ ljZn]if0fsf] nflu !) j=dL= lnOPsf]
H 13 | ;¦f]t ;fwg | tx÷lsl;d | kl/df0f | PsfO{ | b/ k¦lt PsfO{ | /sd | k¦To]s ;¦f]t ;fwgsf] hDdf
| >lds | s_ l;kfn' | 1.1 | hjfg | 525 | 577.5
|  | v_ HofdL | 1.8 | hjfg | 375 | 675 | 1252.5
| lgdf{0f ;fdu¦L | O{6f | 750 | uf]6f | 7.5 | 5625
|  | l;d]G6 | 0.121 | d]=6= | 14200 | 1718.2
|  | afn'jf vf]nfsf] | 0.431 | 3=dL= | 1659.57 | 715.27 | 8058.47
[5 empty] | jf:tljs b//]6 |  | 9310.97
| b/ k¦lt j=dL=sf] |  |  |  | !%Ü 7]s]bf/ cf]e/x]8 |  | 1396.64
| 10707.61 | ?= | 1070.76 | k}= | hDdf b/ /]6 |  | 10707.61
10
133 | kfs]6 lj5\ofpg] / vfS;L nufO{ kfln; ug]{ sfd .
H 14 | b/ ljZn]if0fsf] nflu !) j=dL= lnOPsf]
| ;¦f]t ;fwg | tx÷lsl;d | kl/df0f | PsfO{ | b/ k¦lt PsfO{ | /sd | k¦To]s ;¦f]t ;fwgsf] hDdf
| >lds | s_ l;kfn' | 1.75 | hjfg | 525 | 918.75
|  | v_ HofdL | 0.75 | hjfg | 375 | 281.25 | 1200
| lgdf{0f ;fdu¦L | kfs]{6 | 10.5 | j=dL= | 1379.97 | 14489.68
|  | vfS;L |  | cGbfhL | 50 | 50
|  | d}g kfln; |  | cGbfhL | 300 | 300 | 14839.68
[5 empty] | jf:tljs b//]6 |  | 16039.68
| b/ k¦lt j=dL=sf] |  |  |  | !%Ü 7]s]bf/ cf]e/x]8 |  | 2405.95
| 18445.63 | ?= | 1844.56 | k}= | hDdf b/ /]6 |  | 18445.63
10
134 | ;'Vvf O{6f RofK6f] 5fKg] sfd .
H 15 | b/ ljZn]if0fsf] nflu !) j=dL= lnOPsf]
| ;¦f]t ;fwg | tx÷lsl;d | kl/df0f | PsfO{ | b/ k¦lt PsfO{ | /sd | k¦To]s ;¦f]t ;fwgsf] hDdf
| >lds | s_ l;kfn' | 0.5 | hjfg | 525 | 262.5
|  | v_ HofdL | 1 | hjfg | 375 | 375 | 637.5
| lgdf{0f ;fdu¦L | O{6f | 420 | uf]6f | 7.5 | 3150
|  | jfn'jf vf]nfsf] | 0.71 | 3=dL= | 1659.57 | 1178.29 | 4328.29
[5 empty] | jf:tljs b//]6 |  | 4965.79
| b/ k¦lt j=dL=sf] |  |  |  | !%Ü 7]s]bf/ cf]e/x]8 |  | 744.86
| 5710.65 | ?= | 571.06 | k}= | hDdf b/ /]6 |  | 5710.65
10
135 | ;'Vvf O{6f 7f8f] 5fKg] sfd .
H 16 | b/ ljZn]if0fsf] nflu !) j=dL= lnOPsf]
| ;¦f]t ;fwg | tx÷lsl;d | kl/df0f | PsfO{ | b/ k¦lt PsfO{ | /sd | k¦To]s ;¦f]t ;fwgsf] hDdf
| >lds | s_ l;kfn' | 1 | hjfg | 525 | 525
|  | v_ HofdL | 3.25 | hjfg | 375 | 1218.75 | 1743.75
| lgdf{0f ;fdu¦L | O{6f | 750 | uf]6f | 7.5 | 5625
|  | jfn'jf vf]nfsf] | 0.71 | 3=dL= | 1659.57 | 1178.29 | 6803.29
[5 empty] | jf:tljs b//]6 |  | 8547.04
| b/ k¦lt j=dL=sf] |  |  |  | !%Ü 7]s]bf/ cf]e/x]8 |  | 1282.05
| 9829.09 | ?= | 982.9 | k}= | hDdf b/ /]6 |  | 9829.09
10
136 | ;'Vvf 9+'uf 5fKg] sfd .
H 16 | b/ ljZn]if0fsf] nflu ! 3=dL= lnOPsf]
| ;¦f]t ;fwg | tx÷lsl;d | kl/df0f | PsfO{ | b/ k¦lt PsfO{ | /sd | k¦To]s ;¦f]t ;fwgsf] hDdf
| >lds | s_ l;kfn' | 1 | hjfg | 525 | 525
|  | v_ HofdL | 3.5 | hjfg | 375 | 1312.5 | 1837.5
| lgdf{0f ;fdu¦L | 9'+uf -kmf]?jf_ | 1.1 | 3=dL= | 1412.4 | 1553.64
|  | jfn'jf vf]nfsf] | 0.71 | 3=dL= | 1659.57 | 1178.29 | 2731.93
[5 empty] | jf:tljs b//]6 |  | 4569.43
| b/ k¦lt 3=dL=sf] |  |  |  | !%Ü 7]s]bf/ cf]e/x]8 |  | 685.41
| 5254.84 | ?= | 5254.84 | k}= | hDdf b/ /]6 |  | 5254.84
1
!@% dL=dL= afSnf] 7f8f] O{6f ;f]lnË u/L hf]gL{df afn'jfn] eg]{ tyf
137 | hf]gL{sf] dfly tNnf] efudf !M# l;d]G6 afn'jfsf] d;nfsf] ˆnz l6Ksf/ ug]{ sfd .
H 17 | b/ ljZn]if0fsf] nflu !) j=dL= lnOPsf]
| ;¦f]t ;fwg | tx÷lsl;d | kl/df0f | PsfO{ | b/ k¦lt PsfO{ | /sd | k¦To]s ;¦f]t ;fwgsf] hDdf
| >lds | s_ l;kfn' | 2 | hjfg | 525 | 1050
|  | v_ HofdL | 4 | hjfg | 375 | 1500 | 2550
| lgdf{0f ;fdu¦L | l;d]G6 | 0.02 | d]=6= | 14200 | 284
|  | O{6f | 750 | uf]6f | 7.5 | 5625
|  | jfn'jf vf]nfsf] | 0.1 | 3=dL= | 1659.57 | 165.95 | 6074.95
[5 empty] | jf:tljs b//]6 |  | 8624.95
| b/ k¦lt j=dL=sf] |  |  |  | !%Ü 7]s]bf/ cf]e/x]8 |  | 1293.74
| 9918.69 | ?= | 991.86 | k}= | hDdf b/ /]6 |  | 9918.69
10
$^ ;]=dL=X $^ ;]=dL= 9'+uf 5fk]sf]df l;d]G6 afn'jf !M! n]
138 | l6Ksf/ ug]{ .
H 18 | b/ ljZn]if0fsf] nflu !) j=dL= lnOPsf]
| ;¦f]t ;fwg | tx÷lsl;d | kl/df0f | PsfO{ | b/ k¦lt PsfO{ | /sd | k¦To]s ;¦f]t ;fwgsf] hDdf
| >lds | s_ l;kfn' | 0.5 | hjfg | 525 | 262.5
|  | v_ HofdL | 0.5 | hjfg | 375 | 187.5 | 450
| lgdf{0f ;fdu¦L | l;d]G6 | 4.2 | s]=hL= | 14.2 | 59.64
|  | jfn'jf vf]nfsf] | 0.003 | 3=dL= | 1659.57 | 4.97 | 64.61
[5 empty] | jf:tljs b//]6 |  | 514.61
| b/ k¦lt j=dL=sf] |  |  |  | !%Ü 7]s]bf/ cf]e/x]8 |  | 77.19
| 591.8 | ?= | 59.18 | k}= | hDdf b/ /]6 |  | 591.8
10
139 | km\nf]l/Ë sfo{sf nflu afn'jfn] eg]{ sfd .
H 19 | b/ ljZn]if0fsf] nflu !) 3=dL= lnOPsf]
| ;¦f]t ;fwg | tx÷lsl;d | kl/df0f | PsfO{ | b/ k¦lt PsfO{ | /sd | k¦To]s ;¦f]t ;fwgsf] hDdf
| >lds | s_ l;kfn' | 6.5 | hjfg | 525 | 3412.5
3412.5
| lgdf{0f ;fdu¦L | vfgLsf] afn'jf |  | 3=dL=
|  |  | 11 |  | 1129.92 | 12429.12 | 12429.12
15841.62
| b/ k¦lt 3=dL=sf] |  |  |  | !%Ü 7]s]bf/ cf]e/x]8 |  | 2376.24
| 18217.86 | ?= | 1821.78 | k}= | hDdf b/ /]6 |  | 18217.86
10
140 | !% dL=dL= b]lv !%) dL=dL= 6'qmf O{6fn] eg]{ sfd .
H 19 | b/ ljZn]if0fsf] nflu !) 3=dL= lnOPsf]
| ;¦f]t ;fwg | tx÷lsl;d | kl/df0f | PsfO{ | b/ k¦lt PsfO{ | /sd | k¦To]s ;¦f]t ;fwgsf] hDdf
| >lds | s_ l;kfn' |  | hjfg
|  |  | 10 |  | 525 | 5250 | 5250
| lgdf{0f ;fdu¦L | 6'qmf O{6f |  | 3=dL=
|  |  | 11 |  | 1235.85 | 13594.35 | 13594.35
[5 empty] | jf:tljs b//]6 |  | 18844.35
| b/ k¦lt 3=dL=sf] |  |  |  | !%Ü 7]s]bf/ cf]e/x]8 |  | 2826.65
| 21671 | ?= | 2167.1 | k}= | hDdf b/ /]6 |  | 21671
10
141 | # dL=dL= df]6fO{ d;Lgf] l;d]G6 3f]6\g] sfd .
H 20 | b/ ljZn]if0fsf] nflu !) j=dL= lnOPsf]
| ;¦f]t ;fwg | tx÷lsl;d | kl/df0f | PsfO{ | b/ k¦lt PsfO{ | /sd | k¦To]s ;¦f]t ;fwgsf] hDdf
| >lds | s_ l;kfn' | 1 | hjfg | 525 | 525
|  | v_ HofdL | 1 | hjfg | 375 | 375 | 900
| lgdf{0f ;fdu¦L | l;d]G6 |  | d]=6=
|  |  | 0.0532 |  | 14200 | 755.44 | 755.44
[5 empty] | jf:tljs b//]6 |  | 1655.44
| b/ k¦lt j=dL=sf] |  |  |  | !%Ü 7]s]bf/ cf]e/x]8 |  | 248.31
| 1903.75 | ?= | 190.37 | k}= | hDdf b/ /]6 |  | 1903.75
10
%) dL=dL= X &% dL=dL= cu¦fvsf] k¦m]d ^)) dL=dL= X ^)) dL=dL= df xfnL
142 | @% dL=dL= afSnf] cu¦fvsf] sf7sf] ˆn]s 5fKg] sfd .
H 21 | b/ ljZn]if0fsf] nflu !) j=dL= lnOPsf]
| ;¦f]t ;fwg | tx÷lsl;d | kl/df0f | PsfO{ | b/ k¦lt PsfO{ | /sd | k¦To]s ;¦f]t ;fwgsf] hDdf
| >lds | s_ l;kfn' | 6.5 | hjfg | 525 | 3412.5
|  | v_ HofdL | 0.65 | hjfg | 375 | 243.75 | 3656.25
| lgdf{0f ;fdu¦L | cu¦fv sf7 | 0.421 | 3=dL= | 120054 | 50542.73
|  | lsnf sf+6L | 2 | s]=hL= | 99 | 198 | 50740.73
[5 empty] | jf:tljs b//]6 |  | 54396.98
| b/ k¦lt j=dL=sf] |  |  |  | !%Ü 7]s]bf/ cf]e/x]8 |  | 8159.54
| 62556.52 | ?= | 6255.65 | k}= | hDdf b/ /]6 |  | 62556.52
10
143 | dfn;fdfg pknAw u/L %) dL=dL= df]6f] x]eL 8o"6L OG6/nls+u s+lqm6Ans %) dL=dL=df]6fOsf] qm;/ 8:6 dfyL /fvL la5ofpg]] sfd k'/f .
H 22 | b/ ljZn]if0fsf] nflu !) j=dL= lnOPsf]
| ;¦f]t ;fwg | tx÷lsl;d | kl/df0f | PsfO{ | b/ k¦lt PsfO{ | /sd | k¦To]s ;¦f]t ;fwgsf] hDdf
| >lds | s_ l;kfn' | 1 | hjfg | 525 | 525 | 4275
|  | v_ HofdL | 3 | hjfg | 375 | 1125
|  | v_ HofdL @-$@- | 7 | hjfg | 375 | 2625
| lgdf{0f ;fdu¦L | u¦] OG6/nls+u Ans | 11 | j=dL= | 494.96 | 5444.56
|  | 9'+ufsf] 3"nf] -Pl/ofX% ;]=dL=_ | 0.55 | j=dL= | 37.0755 | 20.3915
|  | 9'+ufsf] 3"nf] | 0.71 | 3=dL= | 741.51 | 526.47 | 5991.4215
[5 empty] | jf:tljs b//]6 |  | 10266.4215
| b/ k¦lt j=dL=sf] |  |  |  | !%Ü 7]s]bf/ cf]e/x]8 |  | 1539.96
| 11806.3815 | ?= | 1180.63 | k}= | hDdf b/ /]6 |  | 11806.3815
10
gf]6M 9'+ufsf] w'nf] 3=dL=nfO{ )=)% dL6/n] u'0fg u/]sf] . |  |  | 741.51 | 37.0755
144 | dfn;fdfg pknAw u/L ^) dL=dL= df]6f] x]eL 8o"6L OG6/nls+u s+lqm6Ans %) dL=dL=df]6fOsf] qm;/ 8:6 dfyL /fvL la5ofpg]] sfd k'/f .
H 23 | b/ ljZn]if0fsf] nflu !) j=dL= lnOPsf]
| ;¦f]t ;fwg | tx÷lsl;d | kl/df0f | PsfO{ | b/ k¦lt PsfO{ | /sd | k¦To]s ;¦f]t ;fwgsf] hDdf
| >lds | s_ l;kfn' | 1 | hjfg | 525 | 525 | 4275
|  | v_ HofdL | 3 | hjfg | 375 | 1125
|  | v_ HofdL @-$@- | 7 | hjfg | 375 | 2625
| lgdf{0f ;fdu¦L | u¦] OG6/nls+u Ans | 11 | j=dL= | 516.48 | 5681.28
|  | 9'+ufsf] 3"nf] -Pl/of X ^ ;]=dL=_ | 0.55 | j=dL= | 44.4906 | 24.4698
|  | 9'+ufsf] 3"nf] | 0.71 | 3=dL= | 741.51 | 526.47 | 6232.2198
[5 empty] | jf:tljs b//]6 |  | 10507.2198
| b/ k¦lt j=dL=sf] |  |  |  | !%Ü 7]s]bf/ cf]e/x]8 |  | 1576.08
| 12083.2998 | ?= | 1208.32 | k}= | hDdf b/ /]6 |  | 12083.2998
10
gf]6M 9'+ufsf] w'nf] 3=dL=nfO{ )=)^ dL6/n] u'0fg u/]sf] . |  |  | 741.51 | 44.4906
145 | leQf Pj+ l;lnËdf Kn]g Knf:6/ ckm k]l/; ug]{ sfo{ .
H 24 | b/ ljZn]if0fsf] nflu !) j=dL= lnOPsf]
| ;¦f]t ;fwg | tx÷lsl;d | kl/df0f | PsfO{ | b/ k¦lt PsfO{ | /sd | k¦To]s ;¦f]t ;fwgsf] hDdf
| >lds | s_ l;kfn' | 1 | hjfg | 525 | 525
|  | v_ HofdL | 1 | hjfg | 375 | 375 | 900
| lgdf{0f ;fdu¦L | Knf:6/ ckm k]l/; |  | s]=hL=
|  |  | 21.28 |  | 19 | 404.32 | 404.32
[5 empty] | jf:tljs b//]6 |  | 1304.32
| b/ k¦lt j=dL=sf] |  |  |  | !%Ü 7]s]bf/ cf]e/x]8 |  | 195.64
| 1499.96 | ?= | 149.99 | k}= | hDdf b/ /]6 |  | 1499.96
10
146 | d]l;gd]8 Sn] 6fon !M$ l;d]G6 afn'jfdf jfn ;km]{;df 6f+:g] sfo{
H25 | b/ ljZn]if0fsf] nflu !) J.=dL= lnOPsf]
| ;¦f]t ;fwg | tx÷lsl;d | kl/df0f | PsfO{ | b/ k¦lt PsfO{ | /sd | k¦To]s ;¦f]t ;fwgsf] hDdf
| >lds | l;kfn' | 13 | hjfg | 525 | 6825
|  | HofdL | 4.5 | hjfg | 375 | 1687.5 | 8512.5
| lgdf{0f ;fdu¦L | l;d]G6 | 0.056 | d]=6 | 14200 | 795.2
|  | glbsf] afn'jf | 0.152 | 3=dL | 1659.57 | 252.25
|  | Sn] 6fon -!a=dL a/fa/ ^# j6f_ | 11 | j=dL | 378 | 4158 | 5205.45
[5 empty] | jf:tljs b//]6 |  | 13717.95
| b/ k¦lt j=dL=sf] |  |  |  | !%Ü 7]s]bf/ cf]e/x]8 |  | 2057.69
| 15775.64 | ?= | 1577.56 | k}= | hDdf b/ /]6 |  | 15775.64
10
gf]6 M 6fonsf] ;fOh @@=&% x &=) ;]=dL= = )=)!%( j=dL=
147 | d]l;gd]8 Sn] 6fon !M$ l;d]G6 afn'jfdf :nf]k ?km ;km]{;df 6f+:g] sfo{
H25 | b/ ljZn]if0fsf] nflu !) J.=dL= lnOPsf]
| ;¦f]t ;fwg | tx÷lsl;d | kl/df0f | PsfO{ | b/ k¦lt PsfO{ | /sd | k¦To]s ;¦f]t ;fwgsf] hDdf
| >lds | l;kfn' | 13 | hjfg | 525 | 6825
|  | HofdL | 4.5 | hjfg | 375 | 1687.5 | 8512.5
| lgdf{0f ;fdu¦L | l;d]G6 | 0.056 | d]=6 | 14200 | 795.2
|  | glbsf] afn'jf | 0.152 | 3=dL | 1659.57 | 252.25
|  | Sn] 6fon -!a=dL a/fa/ ^# j6f_ | 11 | j=dL | 378 | 4158 | 5205.45
|  | v6sf] ;ffdfg | HofdLsf] #Ü n] |  |  |  | 50.62
[5 empty] | jf:tljs b//]6 |  | 13768.57
| b/ k¦lt j=dL=sf] |  |  |  | !%Ü 7]s]bf/ cf]e/x]8 |  | 2065.28
| 15833.85 | ?= | 1583.38 | k}= | hDdf b/ /]6 |  | 15833.85
10
gf]6 M 6fonsf] ;fOh @@=&% x &=) ;]=dL= = )=)!%( j=dL=
148 | @% dL=dL= l;d]G6 s+lqm6 6fon -/ftf] /+usf]_ !M$ l;d]G6 d;nfdf 5fKg] sfd .
H25 | b/ ljZn]if0fsf] nflu !) J.=dL= lnOPsf]
| ;¦f]t ;fwg | tx÷lsl;d | kl/df0f | PsfO{ | b/ k¦lt PsfO{ | /sd | k¦To]s ;¦f]t ;fwgsf] hDdf
| >lds | l;kfn' | 13 | hjfg | 525 | 6825
|  | HofdL | 4.5 | hjfg | 375 | 1687.5 | 8512.5
| lgdf{0f ;fdu¦L | l;d]G6 | 0.056 | d]=6 | 14200 | 795.2
|  | glbsf] afn'jf | 0.152 | 3=dL | 1659.57 | 252.25
|  | C.C. Tile (Red) | 11 | j=dL | 430.4 | 4734.4 | 5781.85
[5 empty] | jf:tljs b//]6 |  | 14294.35
| b/ k¦lt j=dL=sf] |  |  |  | !%Ü 7]s]bf/ cf]e/x]8 |  | 2144.15
| 16438.5 | ?= | 1643.85 | k}= | hDdf b/ /]6 |  | 16438.5
10
149 | @% dL=dL= l;d]G6 s+lqm6 6fon -v}/f] /+usf]_ !M$ l;d]G6 d;nfdf 5fKg] sfd .
H25 | b/ ljZn]if0fsf] nflu !) J.=dL= lnOPsf]
| ;¦f]t ;fwg | tx÷lsl;d | kl/df0f | PsfO{ | b/ k¦lt PsfO{ | /sd | k¦To]s ;¦f]t ;fwgsf] hDdf
| >lds | l;kfn' | 13 | hjfg | 525 | 6825
|  | HofdL | 4.5 | hjfg | 375 | 1687.5 | 8512.5
| lgdf{0f ;fdu¦L | l;d]G6 | 0.056 | d]=6 | 14200 | 795.2
|  | glbsf] afn'jf | 0.152 | 3=dL | 1659.57 | 252.25
|  | C.C. Tile (Grey) | 11 | j=dL | 408.88 | 4497.68 | 5545.13
[5 empty] | jf:tljs b//]6 |  | 14057.63
| b/ k¦lt j=dL=sf] |  |  |  | !%Ü 7]s]bf/ cf]e/x]8 |  | 2108.64
| 16166.27 | ?= | 1616.62 | k}= | hDdf b/ /]6 |  | 16166.27
10
150 | !^ dL=dL=u¦]gfO{6, @) dL=dL= afSnf]
H 26 | !M@ efusf] l;d]G6 d;nfdf 5fkL 3f]6\g] / kflnz ;d]t ug]{ .
b/ ljZn]if0fsf] nflu !) j=dL= lnOPsf]
| ;¦f]t ;fwg | tx÷lsl;d | kl/df0f | PsfO{ | b/ k¦lt PsfO{ | /sd | k¦To]s ;¦f]t ;fwgsf] hDdf
| >lds | s_ l;kfn' | 2 | hjfg | 525 | 1050
|  | v_ HofdL | 8 | hjfg | 375 | 3000
|  | u_ 3f]6\g] HofdL | 13.5 | hjfg | 375 | 5062.5 | 9112.5
| lgdf{0f ;fdu¦L | l;d]G6 | 0.13 | d]=6= | 14200 | 1846
|  | afn'jf vf]nfsf] | 0.183 | 3=dL= | 1659.57 | 303.7
|  | !^dL=dL=u¦]gfO{6 | 11 | j=dL= | 2743.8 | 30181.8
|  | cShflns Pl;8 | 0.37 | s]=hL= | 115 | 42.55
|  | d}g kflnz | 0.118 | s]=hL= | 200 | 23.6
|  | tf/k]G6fOg | 0.538 | nL= | 180 | 96.84
|  | sfaf]{/08d 9'+uf | cGbfhL | – |  | 120 | 32614.49
[5 empty] | jf:tljs b//]6 |  | 41726.99
| b/ k¦lt j=dL=sf] |  |  |  | !%Ü 7]s]bf/ cf]e/x]8 |  | 6259.04
| 47986.03 | ?= | 4798.6 | k}= | hDdf b/ /]6 |  | 47986.03
10
gf]6 M d]lzg k¦of]u gu/L HofdL ;+Vof !#½ j9fpg] x'g] hDdf b/ ?= ==========÷========= k}= jf:tljs b//]6 ?= ===========÷===========k}=
151 | #)) X #)) dL=dL= @% dL=dL= afSnf] PlG6l:nk l;d]G6 6fOn l;d]G6 jfn'jfdf -!M$_ nufpg] sfd .
H27 | b/ ljZn]if0fsf] nflu !) J.=dL= lnOPsf]
| ;¦f]t ;fwg | tx÷lsl;d | kl/df0f | PsfO{ | b/ k¦lt PsfO{ | /sd | k¦To]s ;¦f]t ;fwgsf] hDdf
| >lds | l;kfn' | 1.5 | hjfg | 525 | 787.5
|  | HofdL | 1.5 | hjfg | 375 | 562.5 | 1350
| lgdf{0f ;fdu¦L | PlG6l:nk l;d]G6 6fOn | 11 | j=dL= | 860.8 | 9468.8
|  | l;d]G6 | 0.081 | d]=6= | 14200 | 1150.2
|  | glbsf] afn'jf | 0.22 | 3=dL | 1659.57 | 365.1 | 10984.1
[5 empty] | jf:tljs b//]6 |  | 12334.1
| b/ k¦lt j=dL=sf] |  |  |  | !%Ü 7]s]bf/ cf]e/x]8 |  | 1850.11
| 14184.21 | ?= | 1418.42 | k}= | hDdf b/ /]6 |  | 14184.21
10
152 | #)) X #)) dL=dL= ;fOhsf] !) dL=dL= afSnf] Pl;8 jf PNsfnL k¦lt/f]ws 6fOn l;d]G6 jfn'jfdf -!M$_ nufpg] sfd .
H31 | b/ ljZn]if0fsf] nflu !) J.=dL= lnOPsf]
| ;¦f]t ;fwg | tx÷lsl;d | kl/df0f | PsfO{ | b/ k¦lt PsfO{ | /sd | k¦To]s ;¦f]t ;fwgsf] hDdf
| >lds | l;kfn' | 0.65 | hjfg | 525 | 341.25
|  | HofdL | 0.65 | hjfg | 375 | 243.75 | 585
| lgdf{0f ;fdu¦L | PNsfnL k¦lt/f]ws 6fOn | 12 | ;+Vof | 645 | 7740
|  | l;d]G6 | 0.018 | d]=6= | 14200 | 255.6
|  | s]ldSn/f]wL l;d]G6 | 0.066 | af]/f | n=;= | 250
|  | glbsf] afn'jf | 0.052 | 3=dL | 1659.57 | 86.29 | 8331.89
[5 empty] | jf:tljs b//]6 |  | 8916.89
| b/ k¦lt j=dL=sf] |  |  |  | !%Ü 7]s]bf/ cf]e/x]8 |  | 1337.53
| 10254.42 | ?= | 1025.44 | k}= | hDdf b/ /]6 |  | 10254.42
10
153 | /a/ j]:8 P8]l;edf lk=le=l;=6fOn nufpg] /f]lnË ug]{ ;d]t sfo{ .
H30 | b/ ljZn]if0fsf] nflu !) J.=dL= lnOPsf]
| ;¦f]t ;fwg | tx÷lsl;d | kl/df0f | PsfO{ | b/ k¦lt PsfO{ | /sd | k¦To]s ;¦f]t ;fwgsf] hDdf
| >lds | l;kfn' | 1.5 | hjfg | 525 | 787.5 | 787.5
| lgdf{0f ;fdu¦L | lk=le=;L= 6fOn | 11 | j=dL= | 1614 | 17754 | 17754
[5 empty] | jf:tljs b//]6 |  | 18541.5
| b/ k¦lt j=dL=sf] |  |  |  | !%Ü 7]s]bf/ cf]e/x]8 |  | 2781.22
| 21322.72 | ?= | 2132.27 | k}= | hDdf b/ /]6 |  | 21322.72
10
154 | !^ dL=dL= dfj{n @) dL=dL= afSnf]
H33 | !M@ efusf] l;d]G6 d;nfdf 5fkL 3f]6\g] / kflnz ;d]t ug]{ .
b/ ljZn]if0fsf] nflu !) j=dL= lnOPsf]
| ;¦f]t ;fwg | tx÷lsl;d | kl/df0f | PsfO{ | b/ k¦lt PsfO{ | /sd | k¦To]s ;¦f]t ;fwgsf] hDdf
| >lds | s_ l;kfn' | 2 | hjfg | 525 | 1050
|  | v_ HofdL | 8 | hjfg | 375 | 3000 | 4050
| lgdf{0f ;fdu¦L | l;d]G6 | 0.13 | d]=6= | 14200 | 1846
|  | afn'jf vf]nfsf] | 0.183 | 3=dL= | 1659.57 | 303.7
|  | !^ dL=dL= dfj{n | 11 | j=dL= | 1345 | 14795
|  | cShflns Pl;8 | 0.37 | s]=hL= | 115 | 42.55
|  | d}g kflnz | 0.118 | s]=hL= | 200 | 23.6
|  | tf/k]G6fOg | 0.538 | nL= | 180 | 96.84
|  | sfaf]{/08d 9'+uf | cGbfhL | – |  | 120 | 17227.69
| oflGqs pks/0f | 3f]6\g] HofdL | 13.5 | hjfg | 375 | 5062.5 | 5062.5
[5 empty] | jf:tljs b//]6 |  | 26340.19
| b/ k¦lt j=dL=sf] |  |  |  | !%Ü 7]s]bf/ cf]e/x]8 |  | 3951.02
| 30291.21 | ?= | 3029.12 | k}= | hDdf b/ /]6 |  | 30291.21
10
gf]6 M d]lzg k¦of]u gu/L HofdL ;+Vof !#½ j9fpg] x'g] hDdf b/ ?= ==========÷========= k}= jf:tljs b//]6 ?= ===========÷===========k}=
155 | !^ dL=dL= dfj{n !@=% dL=dL= afSnf] !M# efusf] l;d]G6 d;nfdf
e¥ofÍ v'8\lsnf, :sl6{Ë, leQf, lkn/ cflbdf 5fkL 3f]6\g] / kflnz ;d]t ug]{ .
b/ ljZn]if0fsf] nflu !) j=dL= lnOPsf]
| ;¦f]t ;fwg | tx÷lsl;d | kl/df0f | PsfO{ | b/ k¦lt PsfO{ | /sd | k¦To]s ;¦f]t ;fwgsf] hDdf
| >lds | s_ l;kfn' | 14 | hjfg | 525 | 7350
|  | v_ HofdL | 12 | hjfg | 375 | 4500 | 11850
| lgdf{0f ;fdu¦L | l;d]G6 | 0.063 | d]=6= | 14200 | 894.6
|  | afn'jf vf]nfsf] | 0.128 | 3=dL= | 1659.57 | 212.42
|  | !^ dL=dL= dfj{n | 11 | j=dL= | 1345 | 14795
|  | cShflns Pl;8 | 0.37 | s]=hL= | 115 | 42.55
|  | d}g kflnz | 0.118 | s]=hL= | 200 | 23.6
|  | tf/k]G6fOg | 0.538 | nL= | 180 | 96.84
|  | sfaf]{/08d 9'+uf | cGbfhL | – |  | 120 | 16185.01
[5 empty] | jf:tljs b//]6 |  | 28035.01
| b/ k¦lt j=dL=sf] |  |  |  | !%Ü 7]s]bf/ cf]e/x]8 |  | 4205.25
| 32240.26 | ?= | 3224.02 | k}= | hDdf b/ /]6 |  | 32240.26
10
156 | e¥ofËsf] v'8\lsnfdf dfj{n gf]lhË ug{sf nflu yk >lds
H36 | b/ ljZn]if0fsf] nflu !) J.=dL= lnOPsf]
| ;¦f]t ;fwg | tx÷lsl;d | kl/df0f | PsfO{ | b/ k¦lt PsfO{ | /sd | k¦To]s ;¦f]t ;fwgsf] hDdf
| >lds | l;kfn' | 2.5 | hjfg | 525 | 1312.5
|  | HofdL | 3.5 | hjfg | 375 | 1312.5 | 2625
[5 empty] | jf:tljs b//]6 |  | 2625
| b/ k¦lt j=dL=sf] |  |  |  | !%Ü 7]s]bf/ cf]e/x]8 |  | 393.75
| 3018.75 | ?= | 301.87 | k}= | hDdf b/ /]6 |  | 3018.75
10
157 | dfj{n kf]ln; dfq ug{sf nflu cfjZos >lds
H37 | b/ ljZn]if0fsf] nflu !) J.=dL= lnOPsf]
| ;¦f]t ;fwg | tx÷lsl;d | kl/df0f | PsfO{ | b/ k¦lt PsfO{ | /sd | k¦To]s ;¦f]t ;fwgsf] hDdf
| >lds | HofdL | 13.5 | hjfg | 375 | 5062.5 | 5437.5
[5 empty] | jf:tljs b//]6 |  | 5437.5
| b/ k¦lt j=dL=sf] |  |  |  | !%Ü 7]s]bf/ cf]e/x]8 |  | 815.62
| 6253.12 | ?= | 625.31 | k}= | hDdf b/ /]6 |  | 6253.12
10
158 | !@ dL=dL= afSnf] !)) dL=dL= prfO{sf] sf7sf] kfs]{6n]
H38 | sf]7fx?df :sl6{Ë ug]{ sfd .
b/ ljZn]if0fsf] nflu !) j=dL= lnOPsf]
| ;¦f]t ;fwg | tx÷lsl;d | kl/df0f | PsfO{ | b/ k¦lt PsfO{ | /sd | k¦To]s ;¦f]t ;fwgsf] hDdf
| >lds | s_ l;kfn' | 6.5 | hjfg | 525 | 3412.5
|  | v_ HofdL | 0.65 | hjfg | 375 | 243.75 | 3656.25
| lgdf{0f ;fdu¦L | tof/L kfs]{6 | 10 | j=dL= | 1379.97 | 13799.7
|  | ud | 1 | s]=hL= | 220 | 220 | 14019.7
[5 empty] | jf:tljs b//]6 |  | 17675.95
| b/ k¦lt j=dL=sf] |  |  |  | !%Ü 7]s]bf/ cf]e/x]8 |  | 2651.39
| 20327.34 | ?= | 2032.73 | k}= | hDdf b/ /]6 |  | 20327.34
10
159 | !@ dL=dL= afSnf] l;d]G6 jfn'jf -!M^_ df gg\Un]H8 6fOnsf]
H39 | !)) dL=dL= cUnf] :sl6{Ë ug]{ sfd .
b/ ljZn]if0fsf] nflu /=dL= lnOPsf]
| ;¦f]t ;fwg | tx÷lsl;d | kl/df0f | PsfO{ | b/ k¦lt PsfO{ | /sd | k¦To]s ;¦f]t ;fwgsf] hDdf
| >lds | s_ l;kfn' | 0.15 | hjfg | 525 | 78.75
|  | v_ HofdL | 0.1 | hjfg | 375 | 37.5 | 116.25
| lgdf{0f ;fdu¦L | l;d]G6 | 0.001 | d]=6= | 14200 | 14.2
|  | jfn'jf | 0.003 | 3=dL= | 1659.57 | 4.97
|  | gg\Un]H8 6fOn | 0.11 | j=dL= | 624.08 | 68.64
|  | Okf]S;L u¦fp6, lkUd]G6 |  | cGbfhL | 20 | 20 | 107.81
[5 empty] | jf:tljs b//]6 |  | 224.06
| b/ k¦lt /=dL=sf] |  |  |  | !%Ü 7]s]bf/ cf]e/x]8 |  | 33.6
?= | 257.66 | k}= |  |  | hDdf b/ /]6 |  | 257.66
160 | !@=% dL=dL= afSnf] l;d]G6 afn'jf Knfi6/ -!M#_ efudf l;lnËdf ug]{ .
I 1 | b/ ljZn]if0fsf] nflu !)) j=dL= lnOPsf]
| ;¦f]t ;fwg | tx÷lsl;d | kl/df0f | PsfO{ | b/ k¦lt PsfO{ | /sd | k¦To]s ;¦f]t ;fwgsf] hDdf
| >lds | s_ l;kfn' | 15 | hjfg | 525 | 7875
|  | v_ HofdL | 20 | hjfg | 375 | 7500 | 15375
| lgdf{0f ;fdu¦L | l;d]G6 | 0.625 | d]=6= | 14200 | 8875
|  | afn'jf vf]nfsf] | 1.28 | 3=dL= | 1659.57 | 2124.24 | 10999.24
[5 empty] | jf:tljs b//]6 |  | 26374.24
| b/ k¦lt j=dL=sf] |  |  |  | !%Ü 7]s]bf/ cf]e/x]8 |  | 3956.13
| 30330.37 | ?= | 303.3 | k}= | hDdf b/ /]6 |  | 30330.37
100
161 | !@=% dL=dL= afSnf] l;d]G6 afn'jf Knfi6/ -!M$_ efudf l;lnËdf ug]{ .
I 1 | b/ ljZn]if0fsf] nflu !)) j=dL= lnOPsf]
| ;¦f]t ;fwg | tx÷lsl;d | kl/df0f | PsfO{ | b/ k¦lt PsfO{ | /sd | k¦To]s ;¦f]t ;fwgsf] hDdf
| >lds | s_ l;kfn' | 15 | hjfg | 525 | 7875
|  | v_ HofdL | 20 | hjfg | 375 | 7500 | 15375
| lgdf{0f ;fdu¦L | l;d]G6 | 0.538 | d]=6= | 14200 | 7639.6
|  | afn'jf vf]nfsf] | 1.46 | 3=dL= | 1659.57 | 2422.97 | 10062.57
[5 empty] | jf:tljs b//]6 |  | 25437.57
| b/ k¦lt j=dL=sf] |  |  |  | !%Ü 7]s]bf/ cf]e/x]8 |  | 3815.63
| 29253.2 | ?= | 292.53 | k}= | hDdf b/ /]6 |  | 29253.2
100
!@=% dL=dL= afSnf] l;d]G6 afn'jf -!M$_ df
162 | l;lnË jfx]s cGoq Knfi6/ ug]{ .
I 1 | b/ ljZn]if0fsf] nflu !)) j=dL= lnOPsf]
| ;¦f]t ;fwg | tx÷lsl;d | kl/df0f | PsfO{ | b/ k¦lt PsfO{ | /sd | k¦To]s ;¦f]t ;fwgsf] hDdf
| >lds | s_ l;kfn' | 12 | hjfg | 525 | 6300
|  | v_ HofdL | 16 | hjfg | 375 | 6000 | 12300
| lgdf{0f ;fdu¦L | l;d]G6 | 0.538 | d]=6= | 14200 | 7639.6
|  | afn'jf vf]nfsf] | 1.46 | 3=dL= | 1659.57 | 2422.97 | 10062.57
[5 empty] | jf:tljs b//]6 |  | 22362.57
| b/ k¦lt j=dL=sf] |  |  |  | !%Ü 7]s]bf/ cf]e/x]8 |  | 3354.38
| 25716.95 | ?= | 257.16 | k}= | hDdf b/ /]6 |  | 25716.95
100
163 | !@=% dL=dL= afSnf] l;d]G6 afn'jf -!M^_ df sfd ug]{ .
I 1 | b/ ljZn]if0fsf] nflu !)) j=dL= lnOPsf]
| ;¦f]t ;fwg | tx÷lsl;d | kl/df0f | PsfO{ | b/ k¦lt PsfO{ | /sd | k¦To]s ;¦f]t ;fwgsf] hDdf
| >lds | s_ l;kfn' | 12 | hjfg | 525 | 6300
|  | v_ HofdL | 16 | hjfg | 375 | 6000 | 12300
| lgdf{0f ;fdu¦L | l;d]G6 | 0.382 | d]=6= | 14200 | 5424.4
|  | afn'jf vf]nfsf] | 1.57 | 3=dL= | 1659.57 | 2605.52 | 8029.92
[5 empty] | jf:tljs b//]6 |  | 20329.92
| b/ k¦lt j=dL=sf] |  |  |  | !%Ü 7]s]bf/ cf]e/x]8 |  | 3049.48
| 23379.4 | ?= | 233.79 | k}= | hDdf b/ /]6 |  | 23379.4
100
164 | !@=% dL=dL= r'gf ;'sL{ Knfi6/ -!M@_ efudf sfd ug]{ .
I 3 | b/ ljZn]if0fsf] nflu !)) j=dL= lnOPsf]
| ;¦f]t ;fwg | tx÷lsl;d | kl/df0f | PsfO{ | b/ k¦lt PsfO{ | /sd | k¦To]s ;¦f]t ;fwgsf] hDdf
| >lds | s_ l;kfn' | 12 | hjfg | 525 | 6300
|  | v_ HofdL | 16 | hjfg | 375 | 6000 | 12300
| lgdf{0f ;fdu¦L | r'gf | 0.61 | 3=dL= | 19200 | 11712
|  | ;'sL{ | 1.22 | 3=dL= | 1121.49 | 1368.21 | 13080.21
[5 empty] | jf:tljs b//]6 |  | 25380.21
| b/ k¦lt j=dL=sf] |  |  |  | !%Ü 7]s]bf/ cf]e/x]8 |  | 3807.03
| 29187.24 | ?= | 291.87 | k}= | hDdf b/ /]6 |  | 29187.24
100
165 | @) dL=dL= r'gf ;'sL{ Knfi6/ -!M@_ efudf sfd ug]{ .
I 4 | b/ ljZn]if0fsf] nflu !)) j=dL= lnOPsf]
| ;¦f]t ;fwg | tx÷lsl;d | kl/df0f | PsfO{ | b/ k¦lt PsfO{ | /sd | k¦To]s ;¦f]t ;fwgsf] hDdf
| >lds | s_ l;kfn' | 14 | hjfg | 525 | 7350
|  | v_ HofdL | 19 | hjfg | 375 | 7125 | 14475
| lgdf{0f ;fdu¦L | r'gf | 0.92 | 3=dL= | 19200 | 17664
|  | ;'sL{ | 1.83 | 3=dL= | 1121.49 | 2052.32 | 19716.32
[5 empty] | jf:tljs b//]6 |  | 34191.32
| b/ k¦lt j=dL=sf] |  |  |  | !%Ü 7]s]bf/ cf]e/x]8 |  | 5128.69
| 39320.01 | ?= | 393.2 | k}= | hDdf b/ /]6 |  | 39320.01
100
166 | @) dL=dL= afSnf] l;d]G6 afn'jf Knfi6/ -!M#_ efudf sfd ug]{ .
I 4 | b/ ljZn]if0fsf] nflu !)) j=dL= lnOPsf]
| ;¦f]t ;fwg | tx÷lsl;d | kl/df0f | PsfO{ | b/ k¦lt PsfO{ | /sd | k¦To]s ;¦f]t ;fwgsf] hDdf
| >lds | s_ l;kfn' | 14 | hjfg | 525 | 7350
|  | v_ HofdL | 19 | hjfg | 375 | 7125 | 14475
| lgdf{0f ;fdu¦L | l;d]G6 | 0.96 | d]=6= | 14200 | 13632
|  | afn'jf vf]nf | 1.95 | 3=dL= | 1659.57 | 3236.16 | 16868.16
[5 empty] | jf:tljs b//]6 |  | 31343.16
| b/ k¦lt j=dL=sf] |  |  |  | !%Ü 7]s]bf/ cf]e/x]8 |  | 4701.47
| 36044.63 | ?= | 360.44 | k}= | hDdf b/ /]6 |  | 36044.63
100
167 | @) dL=dL= afSnf] l;d]G6 afn'jf Knfi6/ -!M$_ efudf .
I 4 | b/ ljZn]if0fsf] nflu !)) j=dL= lnOPsf]
| ;¦f]t ;fwg | tx÷lsl;d | kl/df0f | PsfO{ | b/ k¦lt PsfO{ | /sd | k¦To]s ;¦f]t ;fwgsf] hDdf
| >lds | s_ l;kfn' | 14 | hjfg | 525 | 7350
|  | v_ HofdL | 19 | hjfg | 375 | 7125 | 14475
| lgdf{0f ;fdu¦L | l;d]G6 | 0.81 | d]=6= | 14200 | 11502
|  | afn'jf vf]nf | 2.2 | 3=dL= | 1659.57 | 3651.05 | 15153.05
[5 empty] | jf:tljs b//]6 |  | 29628.05
| b/ k¦lt j=dL=sf] |  |  |  | !%Ü 7]s]bf/ cf]e/x]8 |  | 4444.2
| 34072.25 | ?= | 340.72 | k}= | hDdf b/ /]6 |  | 34072.25
100
168 | @) dL=dL= afSnf] l;d]G6 afn'jf Knfi6/ -!M^_ efudf .
I 4 | b/ ljZn]if0fsf] nflu !)) j=dL= lnOPsf]
| ;¦f]t ;fwg | tx÷lsl;d | kl/df0f | PsfO{ | b/ k¦lt PsfO{ | /sd | k¦To]s ;¦f]t ;fwgsf] hDdf
| >lds | s_ l;kfn' | 14 | hjfg | 525 | 7350
|  | v_ HofdL | 19 | hjfg | 375 | 7125 | 14475
| lgdf{0f ;fdu¦L | l;d]G6 | 0.57 | d]=6= | 14200 | 8094
|  | afn'jf vf]nf | 2.35 | 3=dL= | 1659.57 | 3899.98 | 11993.98
[5 empty] | jf:tljs b//]6 |  | 26468.98
| b/ k¦lt j=dL=sf] |  |  |  | !%Ü 7]s]bf/ cf]e/x]8 |  | 3970.34
| 30439.32 | ?= | 304.39 | k}= | hDdf b/ /]6 |  | 30439.32
100
@% dL=dL= afSnf] df6f]sf] lnpg Knfi6/ ug]{ sfd d;nf tof/ kf/L #) dL= ;Dd
169 | 9'jfgL ug]{ ;tx ;kmf ug{] kfgLn] lehfpg] / Knfi6/ ug]{ .
I 5 | b/ ljZn]if0fsf] nflu !)) j=dL= lnOPsf]
| ;¦f]t ;fwg | tx÷lsl;d | kl/df0f | PsfO{ | b/ k¦lt PsfO{ | /sd | k¦To]s ;¦f]t ;fwgsf] hDdf
| >lds | s_ l;kfn' | 20 | hjfg | 525 | 10500
|  | v_ HofdL | 25 | hjfg | 375 | 9375 | 19875
| lgdf{0f ;fdu¦L | df6f] | 3 | 3=dL= | 220 | 660
|  | e';f | 100 | s]=hL= | 4.5 | 450
|  | uf]a/ | 120 | s]=hL= | 4 | 480 | 1590
[5 empty] | jf:tljs b//]6 |  | 21465
| b/ k¦lt j=dL=sf] |  |  |  | !%Ü 7]s]bf/ cf]e/x]8 |  | 3219.75
| 24684.75 | ?= | 246.84 | k}= | hDdf b/ /]6 |  | 24684.75
100
uf/f]df !@ dL=dL= afSnf] df6f]sf] Knfi6/ -lnpg_ nufpg] sfd, d;nf tof/ kf/L
170 | #) dL= ;Dd 9'jfgL ug]{, ;tx ;kmf kfg]{, kfgLn] lehfpg] / Knfi6/ ug]{ .
I 6 | b/ ljZn]if0fsf] nflu !)) j=dL= lnOPsf]
| ;¦f]t ;fwg | tx÷lsl;d | kl/df0f | PsfO{ | b/ k¦lt PsfO{ | /sd | k¦To]s ;¦f]t ;fwgsf] hDdf
| >lds | s_ l;kfn' | 15 | hjfg | 525 | 7875
|  | v_ HofdL | 20 | hjfg | 375 | 7500 | 15375
| lgdf{0f ;fdu¦L | df6f] | 1.5 | 3=dL= | 220 | 330
|  | e';f | 50 | s]=hL= | 4.5 | 225
|  | uf]a/ | 60 | s]=hL= | 4 | 240 | 795
[5 empty] | jf:tljs b//]6 |  | 16170
| b/ k¦lt j=dL=sf] |  |  |  | !%Ü 7]s]bf/ cf]e/x]8 |  | 2425.5
| 18595.5 | ?= | 185.95 | k}= | hDdf b/ /]6 |  | 18595.5
100
171 | O{6fsf] uf/f]df l;d]G6 afn'jf -!M!_ df ˆn; l6Ksf/ ug]{ sfd .
I 8 | b/ ljZn]if0fsf] nflu !)) j=dL= lnOPsf]
| ;¦f]t ;fwg | tx÷lsl;d | kl/df0f | PsfO{ | b/ k¦lt PsfO{ | /sd | k¦To]s ;¦f]t ;fwgsf] hDdf
| >lds | s_ l;kfn' | 10.5 | hjfg | 525 | 5512.5
|  | v_ HofdL | 12 | hjfg | 375 | 4500 | 10012.5
| lgdf{0f ;fdu¦L | l;d]G6 | 0.316 | d]=6= | 14200 | 4487.2
|  | afn'jf vf]nfsf] | 0.22 | 3=dL= | 1659.57 | 365.1 | 4852.3
[5 empty] | jf:tljs b//]6 |  | 14864.8
| b/ k¦lt j=dL=sf] |  |  |  | !%Ü 7]s]bf/ cf]e/x]8 |  | 2229.72
| 17094.52 | ?= | 170.94 | k}= | hDdf b/ /]6 |  | 17094.52
100
172 | O{6fsf] uf/f]df l;d]G6 afn'jf -!M@_ df ˆn; l6Ksf/ ug]{ sfd .
I 8 | b/ ljZn]if0fsf] nflu !)) j=dL= lnOPsf]
| ;¦f]t ;fwg | tx÷lsl;d | kl/df0f | PsfO{ | b/ k¦lt PsfO{ | /sd | k¦To]s ;¦f]t ;fwgsf] hDdf
| >lds | s_ l;kfn' | 10.5 | hjfg | 525 | 5512.5
|  | v_ HofdL | 12 | hjfg | 375 | 4500 | 10012.5
| lgdf{0f ;fdu¦L | l;d]G6 | 0.21 | d]=6= | 14200 | 2982
|  | afn'jf vf]nfsf] | 0.29 | 3=dL= | 1659.57 | 481.27 | 3463.27
[5 empty] | jf:tljs b//]6 |  | 13475.77
| b/ k¦lt j=dL=sf] |  |  |  | !%Ü 7]s]bf/ cf]e/x]8 |  | 2021.36
| 15497.13 | ?= | 154.97 | k}= | hDdf b/ /]6 |  | 15497.13
100
af]N8/ 9'+ufsf] uf/f]df ˆn; ?N8 l6Ksf/ ug]{ sfd .
173 | -l;=af=-!M!_ df_
I 9 | b/ ljZn]if0fsf] nflu !)) j=dL= lnOPsf]
| ;¦f]t ;fwg | tx÷lsl;d | kl/df0f | PsfO{ | b/ k¦lt PsfO{ | /sd | k¦To]s ;¦f]t ;fwgsf] hDdf
| >lds | s_ l;kfn' | 10 | hjfg | 525 | 5250
|  | v_ HofdL | 14 | hjfg | 375 | 5250 | 10500
| lgdf{0f ;fdu¦L | l;d]G6 | 0.612 | d]=6= | 14200 | 8690.4
|  | afn'jf | 0.43 | 3=dL= | 1659.57 | 713.61 | 9404.01
[5 empty] | jf:tljs b//]6 |  | 19904.01
| b/ k¦lt j=dL=sf] |  |  |  | !%Ü 7]s]bf/ cf]e/x]8 |  | 2985.6
| 22889.61 | ?= | 228.89 | k}= | hDdf b/ /]6 |  | 22889.61
100
174 | af]N8/ 9'+ufsf] uf/f]df l;d]G6 afn'jf -!M@_ df ˆn; ?N8 l6Ksf/ ug]{ sfd .
I 9 | b/ ljZn]if0fsf] nflu !)) j=dL= lnOPsf]
| ;¦f]t ;fwg | tx÷lsl;d | kl/df0f | PsfO{ | b/ k¦lt PsfO{ | /sd | k¦To]s ;¦f]t ;fwgsf] hDdf
| >lds | s_ l;kfn' | 10 | hjfg | 525 | 5250
|  | v_ HofdL | 14 | hjfg | 375 | 5250 | 10500
| lgdf{0f ;fdu¦L | l;d]G6 | 0.408 | d]=6= | 14200 | 5793.6
|  | afn'jf | 0.57 | 3=dL= | 1659.57 | 945.95 | 6739.55
[5 empty] | jf:tljs b//]6 |  | 17239.55
| b/ k¦lt j=dL=sf] |  |  |  | !%Ü 7]s]bf/ cf]e/x]8 |  | 2585.93
| 19825.48 | ?= | 198.25 | k}= | hDdf b/ /]6 |  | 19825.48
100
175 | PZn/ sfddf ˆn; ?N8 l6Ksf/ l;d]G6 afn'jf -!M#_ sfo{ .
I 10 | b/ ljZn]if0fsf] nflu !)) j=dL=lnOPsf]
| ;¦f]t ;fwg | tx÷lsl;d | kl/df0f | PsfO{ | b/ k¦lt PsfO{ | /sd | k¦To]s ;¦f]t ;fwgsf] hDdf
| >lds | s_ l;kfn' | 8 | hjfg | 525 | 4200
|  | v_ HofdL | 10 | hjfg | 375 | 3750 | 7950
| lgdf{0f ;fdu¦L | l;d]G6 | 0.11 | d]=6= | 14200 | 1562
|  | afn'jf | 0.2 | 3=dL= | 1659.57 | 331.91 | 1893.91
[5 empty] | jf:tljs b//]6 |  | 9843.91
| b/ k¦lt j=dL=sf] |  |  |  | !%Ü 7]s]bf/ cf]e/x]8 |  | 1476.58
| 11320.49 | ?= | 113.2 | k}= | hDdf b/ /]6 |  | 11320.49
100
176 | $% ;]=dL= X $% ;]=dL= r]K6f] 9'+uf 5fk]sf]df -!M#_ l;d]G6 afn'jfsf] l6Ksf/ .
I 11 | b/ ljZn]if0fsf] nflu !)) j=dL= lnOPsf]
| ;¦f]t ;fwg | tx÷lsl;d | kl/df0f | PsfO{ | b/ k¦lt PsfO{ | /sd | k¦To]s ;¦f]t ;fwgsf] hDdf
| >lds | s_ l;kfn' | 5 | hjfg | 525 | 2625
|  | v_ HofdL | 5 | hjfg | 375 | 1875 | 4500
| lgdf{0f ;fdu¦L | l;d]G6 | 0.042 | d]=6= | 14200 | 596.4
|  | afn'jf | 0.03 | 3=dL= | 1659.57 | 49.78 | 646.18
[5 empty] | jf:tljs b//]6 |  | 5146.18
| b/ k¦lt j=dL=sf] |  |  |  | !%Ü 7]s]bf/ cf]e/x]8 |  | 771.92
| 5918.1 | ?= | 59.18 | k}= | hDdf b/ /]6 |  | 5918.1
100
177 | t]lnof O{6f 5fk]sf]df l;d]G6 afn'jf -!M!_ l6Ksf/ .
I 12 | b/ ljZn]if0fsf] nflu !)) j=dL= lnOPsf]
| ;¦f]t ;fwg | tx÷lsl;d | kl/df0f | PsfO{ | b/ k¦lt PsfO{ | /sd | k¦To]s ;¦f]t ;fwgsf] hDdf
| >lds | s_ l;kfn' | 10 | hjfg | 525 | 5250
|  | v_ HofdL | 10 | hjfg | 375 | 3750 | 9000
| lgdf{0f ;fdu¦L | l;d]G6 | 0.15 | d]=6= | 14200 | 2130
|  | afn'jf vf]nfsf] | 0.1 | 3=dL= | 1659.57 | 165.95 | 2295.95
[5 empty] | jf:tljs b//]6 |  | 11295.95
| b/ k¦lt j=dL=sf] |  |  |  | !%Ü 7]s]bf/ cf]e/x]8 |  | 1694.39
| 12990.34 | ?= | 129.9 | k}= | hDdf b/ /]6 |  | 12990.34
100
178 | l;d]G6df # dL=dL= afSnf] ˆnl;+u Knfi6/ nufpg] sfd .
I 14 | b/ ljZn]if0fsf] nflu !)) j=dL= lnOPsf]
| ;¦f]t ;fwg | tx÷lsl;d | kl/df0f | PsfO{ | b/ k¦lt PsfO{ | /sd | k¦To]s ;¦f]t ;fwgsf] hDdf
| >lds | s_ l;kfn' | 10 | hjfg | 525 | 5250
|  | v_ HofdL | 10 | hjfg | 375 | 3750 | 9000
| lgdf{0f ;fdu¦L | l;d]G6 | 0.518 | d]=6= | 14200 | 7355.6 | 7355.6
[5 empty] | jf:tljs b//]6 |  | 16355.6
| b/ k¦lt j=dL=sf] |  |  |  | !%Ü 7]s]bf/ cf]e/x]8 |  | 2453.34
| 18808.94 | ?= | 188.08 | k}= | hDdf b/ /]6 |  | 18808.94
100
179 | Knfi6/ dfly @) dL=dL= afSnf] emNn/ jf kfgL k§L agfpg] sfd .
I 15 | b/ ljZn]if0fsf] nflu ! /=dL=lnOPsf]
| ;¦f]t ;fwg | tx÷lsl;d | kl/df0f | PsfO{ | b/ k¦lt PsfO{ | /sd | k¦To]s ;¦f]t ;fwgsf] hDdf
| >lds | s_ l;kfn' | 0.025 | hjfg | 525 | 13.12
|  | v_ HofdL | 0.01 | hjfg | 375 | 3.75 | 16.87
| lgdf{0f ;fdu¦L | l;d]G6 | 0.007 | d]=6= | 14200 | 99.4
|  | afn'jf | 0.004 | 3=dL= | 1659.57 | 6.63
|  | jf6/k¦'lkmË | 0.0001 | ln= | 300 | 0.03 | 106.06
[5 empty] | jf:tljs b//]6 |  | 122.93
| b/ k¦lt j=dL=sf] |  |  |  | !%Ü 7]s]bf/ cf]e/x]8 |  | 18.43
?= | 141.36 | k}= |  |  | hDdf b/ /]6 |  | 141.36
!Æ afSnf] ?lkmË 6fon a'§f Knfi6/
180 | l;d]G6 d;nf -!M$_ tof/ u/L nufpg] sfo{ .
I 16 | b/ ljZn]if0fsf] nflu ! j=ld= lnOPsf]
| ;¦f]t ;fwg | tx÷lsl;d | kl/df0f | PsfO{ | b/ k¦lt PsfO{ | /sd | k¦To]s ;¦f]t ;fwgsf] hDdf
| lgdf{0f ;fdu¦L | !Æ afSnf] ?lkmË /flkmË 6fon a'§f agfpg] ;Dk"0f{ sfo{ | 1 | a=dL= | 550 | 550
| -Hofnf ;lxt_ | [5 empty] | 550
[5 empty] | jf:tljs b//]6 |  | 550
| b/ k¦lt j=dL=sf] |  |  |  | !%Ü 7]s]bf/ cf]e/x]8 |  | 82.5
?= | 632.5 | k}= |  |  | hDdf b/ /]6 |  | 632.5
181 | leQf Pjd\ l;lnËdf @ ld=ld= Kn]g XjfO{6 k'§L Knfi6/ ug]{ sfo{ .
I 17 | b/ ljZn]if0fsf] nflu !) j=dL= lnOPsf]
| ;¦f]t ;fwg | tx÷lsl;d | kl/df0f | PsfO{ | b/ k¦lt PsfO{ | /sd | k¦To]s ;¦f]t ;fwgsf] hDdf
| >lds | s_ l;kfn' | 1 | hjfg | 525 | 525
|  | v_ HofdL | 1 | hjfg | 375 | 375 | 900
| lgdf{0f ;fdu¦L | XjfO{6 k§L | 10.64 | s]=hL= | 58 | 617.12 | 617.12
[5 empty] | jf:tljs b//]6 |  | 1517.12
| b/ k¦lt j=dL=sf] |  |  |  | !%Ü 7]s]bf/ cf]e/x]8 |  | 227.56
| 1744.68 | ?= | 174.46 | k}= | hDdf b/ /]6 |  | 1744.68
10
182 | gofF ;km]{;df XjfO{6jf; b'O{sf]6 ug]{ sfd -l;ln+udf_
J 1 | b/ ljZn]if0fsf] nflu !)) j=dL= lnOPsf]
| ;¦f]t ;fwg | tx÷lsl;d | kl/df0f | PsfO{ | b/ k¦lt PsfO{ | /sd | k¦To]s ;¦f]t ;fwgsf] hDdf
| >lds | s_ l;kfn' | 1.875 | hjfg | 525 | 984.37
|  | v_ HofdL | 1.375 | hjfg | 375 | 515.62 | 1499.99
| lgdf{0f ;fdu¦L | ;]tf] r'gf | 22 | s]=hL= | 30 | 660
|  | ud cflb | 0.88 | s]=hL= | 220 | 193.6 | 853.6
[5 empty] | jf:tljs b//]6 |  | 2353.59
| b/ k¦lt j=dL=sf] |  |  |  | !%Ü 7]s]bf/ cf]e/x]8 |  | 353.03
| 2706.62 | ?= | 27.06 | k}= | hDdf b/ /]6 |  | 2706.62
100
183 | gofF ;km]{;df XjfO{6jf; b'O{sf]6 ug]{ sfd -cGoq_
J 1 | b/ ljZn]if0fsf] nflu !)) j=dL= lnOPsf]
| ;¦f]t ;fwg | tx÷lsl;d | kl/df0f | PsfO{ | b/ k¦lt PsfO{ | /sd | k¦To]s ;¦f]t ;fwgsf] hDdf
| >lds | s_ l;kfn' | 1.5 | hjfg | 525 | 787.5
|  | v_ HofdL | 1.1 | hjfg | 375 | 412.5 | 1200
| lgdf{0f ;fdu¦L | ;]tf] r'gf | 22 | s]=hL= | 30 | 660
|  | ud cflb | 0.88 | s]=hL= | 220 | 193.6 | 853.6
[5 empty] | jf:tljs b//]6 |  | 2053.6
| b/ k¦lt j=dL=sf] |  |  |  | !%Ü 7]s]bf/ cf]e/x]8 |  | 308.04
| 2361.64 | ?= | 23.61 | k}= | hDdf b/ /]6 |  | 2361.64
100
184 | gofF l;lnË ;km]{;df XjfO{6jf; tLgsf]6 ug]{ sfd .
J 1 | b/ ljZn]if0fsf] nflu !)) j=dL= lnOPsf]
| ;¦f]t ;fwg | tx÷lsl;d | kl/df0f | PsfO{ | b/ k¦lt PsfO{ | /sd | k¦To]s ;¦f]t ;fwgsf] hDdf
| >lds | s_ l;kfn' | 3.75 | hjfg | 525 | 1968.75
|  | v_ HofdL | 3.37 | hjfg | 375 | 1263.75 | 3232.5
| lgdf{0f ;fdu¦L | ;]tf] r'gf | 32 | s]=hL= | 30 | 960
|  | ud cflb | 1.28 | s]=hL= | 220 | 281.6 | 1241.6
[5 empty] | jf:tljs b//]6 |  | 4474.1
| b/ k¦lt j=dL=sf] |  |  |  | !%Ü 7]s]bf/ cf]e/x]8 |  | 671.11
| 5145.21 | ?= | 51.45 | k}= | hDdf b/ /]6 |  | 5145.21
100
185 | gofF ;km]{;df XjfO{6jf; tLgsf]6 ug]{ sfd -cGoq_ .
J 1 | b/ ljZn]if0fsf] nflu !)) j=dL= lnOPsf]
| ;¦f]t ;fwg | tx÷lsl;d | kl/df0f | PsfO{ | b/ k¦lt PsfO{ | /sd | k¦To]s ;¦f]t ;fwgsf] hDdf
| >lds | s_ l;kfn' | 3 | hjfg | 525 | 1575
|  | v_ HofdL | 2.7 | hjfg | 375 | 1012.5 | 2587.5
| lgdf{0f ;fdu¦L | ;]tf] r'gf | 32 | s]=hL= | 30 | 960
|  | ud cflb | 1.28 | s]=hL= | 220 | 281.6 | 1241.6
[5 empty] | jf:tljs b//]6 |  | 3829.1
| b/ k¦lt j=dL=sf] |  |  |  | !%Ü 7]s]bf/ cf]e/x]8 |  | 574.36
| 4403.46 | ?= | 44.03 | k}= | hDdf b/ /]6 |  | 4403.46
100
186 | k'/fgf] ;km]{;df XjfO{6jf; ug]{ sfd .
J 2 | b/ ljZn]if0fsf] nflu !)) j=dL= lnOPsf]
| ;¦f]t ;fwg | tx÷lsl;d | kl/df0f | PsfO{ | b/ k¦lt PsfO{ | /sd | k¦To]s ;¦f]t ;fwgsf] hDdf
| >lds | s_ l;kfn' | 0.8 | hjfg | 525 | 420
|  | v_ HofdL | 0.7 | hjfg | 375 | 262.5 | 682.5
| lgdf{0f ;fdu¦L | ;]tf] r'gf | 10 | s]=hL= | 30 | 300
|  | ud cflb | 0.4 | s]=hL= | 220 | 88 | 388
[5 empty] | jf:tljs b//]6 |  | 1070.5
| b/ k¦lt j=dL=sf] |  |  |  | !%Ü 7]s]bf/ cf]e/x]8 |  | 160.57
| 1231.07 | ?= | 12.31 | k}= | hDdf b/ /]6 |  | 1231.07
100
187 | l8:6]Dk/ nufpg] sfd Ps sf]6 .
J 3 | b/ ljZn]if0fsf] nflu !)) j=dL= lnOPsf]
| ;¦f]t ;fwg | tx÷lsl;d | kl/df0f | PsfO{ | b/ k¦lt PsfO{ | /sd | k¦To]s ;¦f]t ;fwgsf] hDdf
| >lds | s_ l;kfn' | 4 | hjfg | 525 | 2100
|  | v_ HofdL | 4 | hjfg | 375 | 1500 | 3600
| lgdf{0f ;fdu¦L | c:t/ | 8 | nL= | 225 | 1800
|  | l8:6]Dk/ kfp8/ | 6.5 | s]=hL= | 134.5 | 874.25 | 2674.25
[5 empty] | jf:tljs b//]6 |  | 6274.25
| b/ k¦lt j=dL=sf] |  |  |  | !%Ü 7]s]bf/ cf]e/x]8 |  | 941.13
| 7215.38 | ?= | 72.15 | k}= | hDdf b/ /]6 |  | 7215.38
100
188 | l8:6]Dk/ nufpg] sfd b'O{ sf]6 .
J 3 | b/ ljZn]if0fsf] nflu !)) j=dL= lnOPsf]
| ;¦f]t ;fwg | tx÷lsl;d | kl/df0f | PsfO{ | b/ k¦lt PsfO{ | /sd | k¦To]s ;¦f]t ;fwgsf] hDdf
| >lds | s_ l;kfn' | 5.8 | hjfg | 525 | 3045
|  | v_ HofdL | 5.8 | hjfg | 375 | 2175 | 5220
| lgdf{0f ;fdu¦L | c:t/ | 8 | nL= | 225 | 1800
|  | l8:6]Dk/ kfp8/ | 11.5 | s]=hL= | 134.5 | 1546.75 | 3346.75
[5 empty] | jf:tljs b//]6 |  | 8566.75
| b/ k¦lt j=dL=sf] |  |  |  | !%Ü 7]s]bf/ cf]e/x]8 |  | 1285.01
| 9851.76 | ?= | 98.51 | k}= | hDdf b/ /]6 |  | 9851.76
100
189 | jf6/ k¦'km l;d]G6 k]G6 Ps sf]6 nufpg] sfd .
J 4 | b/ ljZn]if0fsf] nflu !)) j=dL= lnOPsf]
| ;¦f]t ;fwg | tx÷lsl;d | kl/df0f | PsfO{ | b/ k¦lt PsfO{ | /sd | k¦To]s ;¦f]t ;fwgsf] hDdf
| >lds | s_ l;kfn' | 1.7 | hjfg | 525 | 892.5
|  | v_ HofdL | 1.7 | hjfg | 375 | 637.5 | 1530
| lgdf{0f ;fdu¦L | l;d]G6 k]G6 | 30 | s]=hL= | 50 | 1500 | 1500
0
[5 empty] | jf:tljs b//]6 |  | 3030
| b/ k¦lt j=dL=sf] |  |  |  | !%Ü 7]s]bf/ cf]e/x]8 |  | 454.5
| 3484.5 | ?= | 34.84 | k}= | hDdf b/ /]6 |  | 3484.5
100
190 | jf6/ k¦'km l;d]G6 k]G6 b'O{ sf]6 nufpg] sfd .
J 4 | b/ ljZn]if0fsf] nflu !)) j=dL= lnOPsf]
| ;¦f]t ;fwg | tx÷lsl;d | kl/df0f | PsfO{ | b/ k¦lt PsfO{ | /sd | k¦To]s ;¦f]t ;fwgsf] hDdf
| >lds | s_ l;kfn' | 5 | hjfg | 525 | 2625
|  | v_ HofdL | 5 | hjfg | 375 | 1875 | 4500
| lgdf{0f ;fdu¦L | l;d]G6 k]G6 | 48.5 | s]=hL= | 50 | 2425 | 2425
0
[5 empty] | jf:tljs b//]6 |  | 6925
| b/ k¦lt j=dL=sf] |  |  |  | !%Ü 7]s]bf/ cf]e/x]8 |  | 1038.75
| 7963.75 | ?= | 79.63 | k}= | hDdf b/ /]6 |  | 7963.75
100
tof/L Ogfd]n k]G6 Ps sf]6 nufpg] .
191 | -Ps sf]6 k¦fOd/ ;lxt_
J 5 | b/ ljZn]if0fsf] nflu !)) j=dL= lnOPsf]
| ;¦f]t ;fwg | tx÷lsl;d | kl/df0f | PsfO{ | b/ k¦lt PsfO{ | /sd | k¦To]s ;¦f]t ;fwgsf] hDdf
| >lds | s_ l;kfn' | 8 | hjfg | 525 | 4200
|  | v_ HofdL | 5 | hjfg | 375 | 1875 | 6075
| lgdf{0f ;fdu¦L | c:t/ | 8.1 | nL= | 300 | 2430
|  | tof/L /+u | 9 | nL= | 421 | 3789 | 6219
[5 empty] | jf:tljs b//]6 |  | 12294
| b/ k¦lt j=dL=sf] |  |  |  | !%Ü 7]s]bf/ cf]e/x]8 |  | 1844.1
| 14138.1 | ?= | 141.38 | k}= | hDdf b/ /]6 |  | 14138.1
100
192 | tof/L Ogfd]n k]G6 b'O{ sf]6 nufpg] .
J 5 | -Ps sf]6 k¦fO{d/ ;lxt_
b/ ljZn]if0fsf] nflu !)) j=dL= lnOPsf]
| ;¦f]t ;fwg | tx÷lsl;d | kl/df0f | PsfO{ | b/ k¦lt PsfO{ | /sd | k¦To]s ;¦f]t ;fwgsf] hDdf
| >lds | s_ l;kfn' | 12 | hjfg | 525 | 6300
|  | v_ HofdL | 8 | hjfg | 375 | 3000 | 9300
| lgdf{0f ;fdu¦L | c:t/ | 8.1 | nL= | 300 | 2430
|  | tof/L /+u | 16 | nL= | 421 | 6736 | 9166
[5 empty] | jf:tljs b//]6 |  | 18466
| b/ k¦lt j=dL=sf] |  |  |  | !%Ü 7]s]bf/ cf]e/x]8 |  | 2769.9
| 21235.9 | ?= | 212.35 | k}= | hDdf b/ /]6 |  | 21235.9
100
193 | tof/L Knfli6s Odn\;g k]G6 Ps sf]6 nufpg] .
J 5 | -Ps sf]6 c:t/ ;lxt_
b/ ljZn]if0fsf] nflu !)) j=dL= lnOPsf]
| ;¦f]t ;fwg | tx÷lsl;d | kl/df0f | PsfO{ | b/ k¦lt PsfO{ | /sd | k¦To]s ;¦f]t ;fwgsf] hDdf
| >lds | s_ l;kfn' | 8 | hjfg | 525 | 4200
|  | v_ HofdL | 5 | hjfg | 375 | 1875 | 6075
| lgdf{0f ;fdu¦L | c:t/ | 8.1 | nL= | 225 | 1822.5
|  | tof/L /+u | 9 | nL= | 422 | 3798 | 5620.5
[5 empty] | jf:tljs b//]6 |  | 11695.5
| b/ k¦lt j=dL=sf] |  |  |  | !%Ü 7]s]bf/ cf]e/x]8 |  | 1754.32
| 13449.82 | ?= | 134.49 | k}= | hDdf b/ /]6 |  | 13449.82
100
tof/L Knfli6s Odn\;g k]G6 b'O{ sf]6 nufpg] .
194 | -Ps sf]6 c:t/ ;lxt_
J 5 | b/ ljZn]if0fsf] nflu !)) j=dL= lnOPsf]
| ;¦f]t ;fwg | tx÷lsl;d | kl/df0f | PsfO{ | b/ k¦lt PsfO{ | /sd | k¦To]s ;¦f]t ;fwgsf] hDdf
| >lds | s_ l;kfn' | 12 | hjfg | 525 | 6300
|  | v_ HofdL | 8 | hjfg | 375 | 3000 | 9300
| lgdf{0f ;fdu¦L | c:t/ | 8.1 | nL= | 225 | 1822.5
|  | tof/L /+u | 16 | nL= | 422 | 6752 | 8574.5
[5 empty] | jf:tljs b//]6 |  | 17874.5
| b/ k¦lt j=dL=sf] |  |  |  | !%Ü 7]s]bf/ cf]e/x]8 |  | 2681.17
| 20555.67 | ?= | 205.55 | k}= | hDdf b/ /]6 |  | 20555.67
100
195 | 8o'/fl;n k]G6 O{6fsf] ufx¦f] km];df nufpg] sfd .
b/ ljZn]if0fsf] nflu ! J.=dL= lnOPsf]
| ;¦f]t ;fwg | tx÷lsl;d | kl/df0f | PsfO{ | b/ k¦lt PsfO{ | /sd | k¦To]s ;¦f]t ;fwgsf] hDdf
| lgdf{0f ;fdu¦L nufpg] Hofnf ;d]t | 8o'/fl;n k]G6 |  | j=dL
|  |  | 1 |  | 182.92 | 182.92 | 182.92
[5 empty] | jf:tljs b//]6 |  | 182.92
| b/ k¦lt j=dL=sf] |  |  |  | !%Ü 7]s]bf/ cf]e/x]8 |  | 27.43
| 210.35 | ?= | 210.35 | k}= | hDdf b/ /]6 |  | 210.35
1
196 | c:t/ jfx]s Ps sf]6 j]b/sf]6 -Pk]S; jf ;f] ;/x_ k]G6 ug]{ sfd .
b/ ljZn]if0fsf] nflu !)) J.=dL= lnOPsf]
| ;¦f]t ;fwg | tx÷lsl;d | kl/df0f | PsfO{ | b/ k¦lt PsfO{ | /sd | k¦To]s ;¦f]t ;fwgsf] hDdf
| >lds | l;kfn' | 5 | hjfg | 525 | 2625
|  | HofdL | 2 | hjfg | 375 | 750 | 3375
| lgdf{0f ;fdu¦L | j]b/ sf]6 -Pk]S; jf ;f] ;/x_ k]G6 |  | nL=
|  |  | 9 |  | 530 | 4770 | 4770
[5 empty] | jf:tljs b//]6 |  | 8145
| b/ k¦lt j=dL=sf] |  |  |  | !%Ü 7]s]bf/ cf]e/x]8 |  | 1221.75
| 9366.75 | ?= | 93.66 | k}= | hDdf b/ /]6 |  | 9366.75
100
197 | c:t/ jfx]s b'O{ sf]6 j]b/sf]6 -Pk]S; jf ;f] ;/x_ k]G6 ug]{ sfd .
!#–% v,u | b/ ljZn]if0fsf] nflu !)) J.=dL= lnOPsf]
| ;¦f]t ;fwg | tx÷lsl;d | kl/df0f | PsfO{ | b/ k¦lt PsfO{ | /sd | k¦To]s ;¦f]t ;fwgsf] hDdf
| >lds | l;kfn' | 9 | hjfg | 525 | 4725
|  | HofdL | 5 | hjfg | 375 | 1875 | 6600
lgdf{0f ;fdu¦L
|  | j]b/ sf]6 -Pk]S; jf ;f] ;/x_ k]G6 | 16 | nL= | 530 | 8480
8480
[5 empty] | jf:tljs b//]6 |  | 15080
| b/ k¦lt j=dL=sf] |  |  |  | !%Ü 7]s]bf/ cf]e/x]8 |  | 2262
| 17342 | ?= | 173.42 | k}= | hDdf b/ /]6 |  | 17342
100
198 | Ps sf]6 c:t/ u/L b'O{ sf]6 tof/L PNo"ldlgod k]G6 ug]{ .
J 6 | b/ ljZn]if0fsf] nflu !)) j=dL= lnOPsf]
| ;¦f]t ;fwg | tx÷lsl;d | kl/df0f | PsfO{ | b/ k¦lt PsfO{ | /sd | k¦To]s ;¦f]t ;fwgsf] hDdf
| >lds | s_ l;kfn' | 10.75 | hjfg | 525 | 5643.75
|  | v_ HofdL | 10.75 | hjfg | 375 | 4031.25 | 9675
| lgdf{0f ;fdu¦L | c:t/ | 8.1 | nL= | 300 | 2430
|  | Pno"ldlgod k]G6 | 10.76 | nL= | 415 | 4465.4
|  | vfS;L | 4 | uf]6f | 4 | 16 | 6911.4
[5 empty] | jf:tljs b//]6 |  | 16586.4
| b/ k¦lt j=dL=sf] |  |  |  | !%Ü 7]s]bf/ cf]e/x]8 |  | 2487.96
| 19074.36 | ?= | 190.74 | k}= | hDdf b/ /]6 |  | 19074.36
100
199 | 8an af]O{N8 lnlG;8 cfon Ps sf]6 nufpg] .
J 7 | b/ ljZn]if0fsf] nflu !)) j=dL= lnOPsf]
| ;¦f]t ;fwg | tx÷lsl;d | kl/df0f | PsfO{ | b/ k¦lt PsfO{ | /sd | k¦To]s ;¦f]t ;fwgsf] hDdf
| >lds | s_ l;kfn' | 2 | hjfg | 525 | 1050
|  | v_ HofdL | 2 | hjfg | 375 | 750 | 1800
| lgdf{0f ;fdu¦L | lnG;L8 cfon | 6 | nL= | 165 | 990 | 990
[5 empty] | jf:tljs b//]6 |  | 2790
| b/ k¦lt j=dL=sf] |  |  |  | !%Ü 7]s]bf/ cf]e/x]8 |  | 418.5
| 3208.5 | ?= | 32.08 | k}= | hDdf b/ /]6 |  | 3208.5
100
200 | 8an af]O{N8 lnlG;8 cfon b'O{ sf]6 nufpg] .
J 7 | b/ ljZn]if0fsf] nflu !)) j=dL= lnOPsf]
| ;¦f]t ;fwg | tx÷lsl;d | kl/df0f | PsfO{ | b/ k¦lt PsfO{ | /sd | k¦To]s ;¦f]t ;fwgsf] hDdf
| >lds | s_ l;kfn' | 4 | hjfg | 525 | 2100
|  | v_ HofdL | 4 | hjfg | 375 | 1500 | 3600
| lgdf{0f ;fdu¦L | lnG;L8 cfon | 11 | nL= | 165 | 1815 | 1815
[5 empty] | jf:tljs b//]6 |  | 5415
| b/ k¦lt j=dL=sf] |  |  |  | !%Ü 7]s]bf/ cf]e/x]8 |  | 812.25
| 6227.25 | ?= | 62.27 | k}= | hDdf b/ /]6 |  | 6227.25
100
201 | :yfgLo sdl;{on afg]{; Ps sf]6 nufpg] sfd .
J 8 | b/ ljZn]if0fsf] nflu !)) j=dL= lnOPsf]
| ;¦f]t ;fwg | tx÷lsl;d | kl/df0f | PsfO{ | b/ k¦lt PsfO{ | /sd | k¦To]s ;¦f]t ;fwgsf] hDdf
| >lds | s_ l;kfn' | 3 | hjfg | 525 | 1575
|  | v_ HofdL | 2 | hjfg | 375 | 750 | 2325
| lgdf{0f ;fdu¦L | afg]{; | 6 | nL= | 370 | 2220 | 2220
[5 empty] | jf:tljs b//]6 |  | 4545
| b/ k¦lt j=dL=sf] |  |  |  | !%Ü 7]s]bf/ cf]e/x]8 |  | 681.75
| 5226.75 | ?= | 52.26 | k}= | hDdf b/ /]6 |  | 5226.75
100
202 | :yfgLo sdl;{on afg]{; b'O{ sf]6 nufpg] sfd .
J 8 | b/ ljZn]if0fsf] nflu !)) j=dL= lnOPsf]
| ;¦f]t ;fwg | tx÷lsl;d | kl/df0f | PsfO{ | b/ k¦lt PsfO{ | /sd | k¦To]s ;¦f]t ;fwgsf] hDdf
| >lds | s_ l;kfn' | 6 | hjfg | 525 | 3150
|  | v_ HofdL | 4 | hjfg | 375 | 1500 | 4650
| lgdf{0f ;fdu¦L | afg]{; | 11 | nL= | 370 | 4070 | 4070
[5 empty] | jf:tljs b//]6 |  | 8720
| b/ k¦lt j=dL=sf] |  |  |  | !%Ü 7]s]bf/ cf]e/x]8 |  | 1308
| 10028 | ?= | 100.28 | k}= | hDdf b/ /]6 |  | 10028
100
203 | cnsqf k]G6 Ps sf]6 nufpg] sfd .
J 9 | b/ ljZn]if0fsf] nflu !)) j=dL= lnOPsf]
| ;¦f]t ;fwg | tx÷lsl;d | kl/df0f | PsfO{ | b/ k¦lt PsfO{ | /sd | k¦To]s ;¦f]t ;fwgsf] hDdf
| >lds | s_ l;kfn' | 1.5 | hjfg | 525 | 787.5
|  | v_ HofdL | 1 | hjfg | 375 | 375 | 1162.5
lgdf{0f ;fdu¦L
|  | cnsqf k]G6 | 7 | nL= | 240 | 1680 | 1680
[5 empty] | jf:tljs b//]6 |  | 2842.5
| b/ k¦lt j=dL=sf] |  |  |  | !%Ü 7]s]bf/ cf]e/x]8 |  | 426.37
| 3268.87 | ?= | 32.68 | k}= | hDdf b/ /]6 |  | 3268.87
100
204 | cnsqf k]G6 b'O{ sf]6 nufpg] sfd .
J 9 | b/ ljZn]if0fsf] nflu !)) j=dL= lnOPsf]
| ;¦f]t ;fwg | tx÷lsl;d | kl/df0f | PsfO{ | b/ k¦lt PsfO{ | /sd | k¦To]s ;¦f]t ;fwgsf] hDdf
| >lds | s_ l;kfn' | 2.5 | hjfg | 525 | 1312.5
|  | v_ HofdL | 2 | hjfg | 375 | 750 | 2062.5
lgdf{0f ;fdu¦L
|  | cnsqf k]G6 | 12 | nL= | 240 | 2880 | 2880
[5 empty] | jf:tljs b//]6 |  | 4942.5
| b/ k¦lt j=dL=sf] |  |  |  | !%Ü 7]s]bf/ cf]e/x]8 |  | 741.37
| 5683.87 | ?= | 56.83 | k}= | hDdf b/ /]6 |  | 5683.87
100
205 | rk¦f kflnz tLg sf]6 nufpg] sfd .
J 10 | b/ ljZn]if0fsf] nflu !)) j=dL= lnOPsf]
| ;¦f]t ;fwg | tx÷lsl;d | kl/df0f | PsfO{ | b/ k¦lt PsfO{ | /sd | k¦To]s ;¦f]t ;fwgsf] hDdf
| >lds | s_ l;kfn' | 10 | hjfg | 525 | 5250
|  | v_ HofdL | 5 | hjfg | 375 | 1875 | 7125
| lgdf{0f ;fdu¦L | rk¦f | 2 | s]=hL= | 770 | 1540
|  | l:k/L6 | 10 | nL= | 99 | 990 | 2530
[5 empty] | jf:tljs b//]6 |  | 9655
| b/ k¦lt j=dL=sf] |  |  |  | !%Ü 7]s]bf/ cf]e/x]8 |  | 1448.25
| 11103.25 | ?= | 111.03 | k}= | hDdf b/ /]6 |  | 11103.25
100
206 | 6f6f /]8 cS;fO8 k]G6 Ps sf]6 nufpg] sfd .
J 11 | b/ ljZn]if0fsf] nflu !)) j=dL= lnOPsf]
| ;¦f]t ;fwg | tx÷lsl;d | kl/df0f | PsfO{ | b/ k¦lt PsfO{ | /sd | k¦To]s ;¦f]t ;fwgsf] hDdf
| >lds | s_ l;kfn' | 1.7 | hjfg | 525 | 892.5
|  | v_ HofdL | 1.7 | hjfg | 375 | 637.5 | 1530
| lgdf{0f ;fdu¦L | 6f6f /]8 cS;fO8 | 30 | s]=hL= | 220
[6 empty] | 6600 | 6600
[5 empty] | jf:tljs b//]6 |  | 8130
| b/ k¦lt j=dL=sf] |  |  |  | !%Ü 7]s]bf/ cf]e/x]8 |  | 1219.5
| 9349.5 | ?= | 93.49 | k}= | hDdf b/ /]6 |  | 9349.5
100
207 | 6f6f /]8 cS;fO8 k]G6 b'O{ sf]6 nufpg] sfd .
J 11 | b/ ljZn]if0fsf] nflu !)) j=dL= lnOPsf]
| ;¦f]t ;fwg | tx÷lsl;d | kl/df0f | PsfO{ | b/ k¦lt PsfO{ | /sd | k¦To]s ;¦f]t ;fwgsf] hDdf
| >lds | s_ l;kfn' | 3.5 | hjfg | 525 | 1837.5
|  | v_ HofdL | 3.5 | hjfg | 375 | 1312.5 | 3150
| lgdf{0f ;fdu¦L | 6f6f /]8 cS;fO8 | 48.5 | s]=hL= | 220 | 10670 | 10670
[5 empty] | jf:tljs b//]6 |  | 13820
| b/ k¦lt j=dL=sf] |  |  |  | !%Ü 7]s]bf/ cf]e/x]8 |  | 2073
| 15893 | ?= | 158.93 | k}= | hDdf b/ /]6 |  | 15893
100
208 | Knf:6/ ;km]{;df XjfO6 l;d]G6 Ps sf]6 nufpg] sfd .
J 12 | b/ ljZn]if0fsf] nflu !)) j=dL= lnOPsf]
| ;¦f]t ;fwg | tx÷lsl;d | kl/df0f | PsfO{ | b/ k¦lt PsfO{ | /sd | k¦To]s ;¦f]t ;fwgsf] hDdf
| >lds | s_ l;kfn' | 3.5 | hjfg | 525 | 1837.5
|  | v_ HofdL | 3.5 | hjfg | 375 | 1312.5 | 3150
| lgdf{0f ;fdu¦L | XjfO6 l;d]G6 | 30 | s]=hL= | 23.75 | 712.5 | 712.5
[5 empty] | jf:tljs b//]6 |  | 3862.5
| b/ k¦lt j=dL=sf] |  |  |  | !%Ü 7]s]bf/ cf]e/x]8 |  | 579.37
| 4441.87 | ?= | 44.41 | k}= | hDdf b/ /]6 |  | 4441.87
100
209 | Knf:6/ ;km]{;df XjfO6 l;d]G6 b'O{ sf]6 nufpg] sfd .
J 12 | b/ ljZn]if0fsf] nflu !)) j=dL= lnOPsf]
| ;¦f]t ;fwg | tx÷lsl;d | kl/df0f | PsfO{ | b/ k¦lt PsfO{ | /sd | k¦To]s ;¦f]t ;fwgsf] hDdf
| >lds | s_ l;kfn' | 6.5 | hjfg | 525 | 3412.5
|  | v_ HofdL | 6.5 | hjfg | 375 | 2437.5 | 5850
| lgdf{0f ;fdu¦L | XjfO6 l;d]G6 | 50 | s]=hL= | 23.75 | 1187.5 | 1187.5
[5 empty] | jf:tljs b//]6 |  | 7037.5
| b/ k¦lt j=dL=sf] |  |  |  | !%Ü 7]s]bf/ cf]e/x]8 |  | 1055.62
| 8093.12 | ?= | 80.93 | k}= | hDdf b/ /]6 |  | 8093.12
100
210
J 13 | k'/fgf] b/jf/sf] jflx/L efudf Pssf]6 r'gf kf]Tg] sfd .
b/ ljZn]if0fsf] nflu !)) J.=dL= lnOPsf]
| ;¦f]t ;fwg | tx÷lsl;d | kl/df0f | PsfO{ | b/ k¦lt PsfO{ | /sd | k¦To]s ;¦f]t ;fwgsf] hDdf
| >lds | l;kfn' | 2 | hjfg | 525 | 1050
|  | HofdL | 4 | hjfg | 375 | 1500 | 2550
| lgdf{0f ;fdu¦L | ;]tf] r'gf | 10 | s]=hL= | 30 | 300
|  | ud | 0.4 | s]=hL= | 220 | 88
v6sf] ;fdfg
|  | -jfF;, e¥ofË, 8f]/L cflb_ | cGbfhL | – | – | 250 | 638
[5 empty] | jf:tljs b//]6 |  | 3188
| b/ k¦lt j=dL=sf] |  |  |  | !%Ü 7]s]bf/ cf]e/x]8 |  | 478.2
| 3666.2 | ?= | 36.66 | k}= | hDdf b/ /]6 |  | 3666.2
100
211 | k'/fgf] b/jf/sf] jflx/L efudf Pssf]6 /fdltnsn] kf]Tg] sfd .
J 14 | b/ ljZn]if0fsf] nflu !)) J.=dL= lnOPsf]
| ;¦f]t ;fwg | tx÷lsl;d | kl/df0f | PsfO{ | b/ k¦lt PsfO{ | /sd | k¦To]s ;¦f]t ;fwgsf] hDdf
| >lds | l;kfn' | 2 | hjfg | 525 | 1050
|  | HofdL | 4 | hjfg | 375 | 1500 | 2550
| lgdf{0f ;fdu¦L | /fd ltns | 10 | s]=hL= | 47 | 470
|  | ud | 0.4 | s]=hL= | 220 | 88
v6sf] ;fdfg
|  | -jfF;, e¥ofË, 8f]/L cflb_ | cGbfhL | – |  | 250 | 808
[5 empty] | jf:tljs b//]6 |  | 3358
| b/ k¦lt j=dL=sf] |  |  |  | !%Ü 7]s]bf/ cf]e/x]8 |  | 503.7
| 3861.7 | ?= | 38.61 | k}= | hDdf b/ /]6 |  | 3861.7
100
212 | k'/fgf] ;txdf lnG;L8 cfonn] k'5L tof/L Ogfd]n k]G6 ! sf]6 nufpg] sfd .
J 15 | b/ ljZn]if0fsf] nflu !) Jf=dL= lnOPsf]
| ;¦f]t ;fwg | tx÷lsl;d | kl/df0f | PsfO{ | b/ k¦lt PsfO{ | /sd | k¦To]s ;¦f]t ;fwgsf] hDdf
| >lds | l;kfn' | 0.538 | hjfg | 525 | 282.45
|  | HofdL | 0.538 | hjfg | 375 | 201.75 | 484.2
| lgdf{0f ;fdu¦L | lnG;L8 cfon | 0.538 | nL= | 165 | 88.77
|  | tof/L Ogfd]n k]G6 | 1.614 | nL= | 421 | 679.49 | 768.26
[5 empty] | jf:tljs b//]6 |  | 1252.46
| b/ k¦lt j=dL=sf] |  |  |  | !%Ü 7]s]bf/ cf]e/x]8 |  | 187.86
| 1440.32 | ?= | 144.03 | k}= | hDdf b/ /]6 |  | 1440.32
10
213 | c:t/ jfx]s Pssf]6 tof/L Ogfd]n k]G6 ug]{ sfd .
J 16 | b/ ljZn]if0fsf] nflu !)) J.=dL= lnOPsf]
| ;¦f]t ;fwg | tx÷lsl;d | kl/df0f | PsfO{ | b/ k¦lt PsfO{ | /sd | k¦To]s ;¦f]t ;fwgsf] hDdf
| >lds | l;kfn' | 5 | hjfg | 525 | 2625
|  | HofdL | 2 | hjfg | 375 | 750 | 3375
| lgdf{0f ;fdu¦L | tof/L
|  | Ogfd]n k]G6 | 9 | nL= | 421 | 3789 | 3789
[5 empty] | jf:tljs b//]6 |  | 7164
| b/ k¦lt j=dL=sf] |  |  |  | !%Ü 7]s]bf/ cf]e/x]8 |  | 1074.6
| 8238.6 | ?= | 82.38 | k}= | hDdf b/ /]6 |  | 8238.6
100
214 | c:t/ jfx]s b'O{sf]6 tof/L Ogfd]n k]G6 ug]{ sfd .
J 17 | b/ ljZn]if0fsf] nflu !)) J.=dL= lnOPsf]
| ;¦f]t ;fwg | tx÷lsl;d | kl/df0f | PsfO{ | b/ k¦lt PsfO{ | /sd | k¦To]s ;¦f]t ;fwgsf] hDdf
| >lds | l;kfn' | 9 | hjfg | 525 | 4725
|  | HofdL | 5 | hjfg | 375 | 1875 | 6600
| lgdf{0f ;fdu¦L | tof/L
|  | Ogfd]n k]G6 | 16 | nL= | 421 | 6736 | 6736
[5 empty] | jf:tljs b//]6 |  | 13336
| b/ k¦lt j=dL=sf] |  |  |  | !%Ü 7]s]bf/ cf]e/x]8 |  | 2000.4
| 15336.4 | ?= | 153.36 | k}= | hDdf b/ /]6 |  | 15336.4
100
215 | c:t/ jfx]s Ps sf]6 Knfli6s OdN;g k]G6 ug]{ sfd .
J 18 | b/ ljZn]if0fsf] nflu !)) J.=dL= lnOPsf]
| ;¦f]t ;fwg | tx÷lsl;d | kl/df0f | PsfO{ | b/ k¦lt PsfO{ | /sd | k¦To]s ;¦f]t ;fwgsf] hDdf
| >lds | l;kfn' | 5 | hjfg | 525 | 2625
|  | HofdL | 2 | hjfg | 375 | 750 | 3375
| lgdf{0f ;fdu¦L | tof/L OdN;g |  | nL=
|  |  | 9 |  | 422 | 3798 | 3798
[5 empty] | jf:tljs b//]6 |  | 7173
| b/ k¦lt j=dL=sf] |  |  |  | !%Ü 7]s]bf/ cf]e/x]8 |  | 1075.95
| 8248.95 | ?= | 82.48 | k}= | hDdf b/ /]6 |  | 8248.95
100
216 | c:t/ jfx]s b'O{ sf]6 Knfli6s OdN;g k]G6 ug]{ sfd .
J 17 | b/ ljZn]if0fsf] nflu !)) J.=dL= lnOPsf]
| ;¦f]t ;fwg | tx÷lsl;d | kl/df0f | PsfO{ | b/ k¦lt PsfO{ | /sd | k¦To]s ;¦f]t ;fwgsf] hDdf
| >lds | l;kfn' | 9 | hjfg | 525 | 4725
|  | HofdL | 5 | hjfg | 375 | 1875 | 6600
| lgdf{0f ;fdu¦L | tof/L
|  | OdN;g k]G6 | 16 | nL= | 422 | 6752
6752
[5 empty] | jf:tljs b//]6 |  | 13352
| b/ k¦lt j=dL=sf] |  |  |  | !%Ü 7]s]bf/ cf]e/x]8 |  | 2002.8
| 15354.8 | ?= | 153.54 | k}= | hDdf b/ /]6 |  | 15354.8
100
217
J 20 | c:t/ jfx]s Ps sf]6 cfNd'lgod k]G6 ug]{ sfd .
b/ ljZn]if0fsf] nflu !)) J.=dL= lnOPsf]
| ;¦f]t ;fwg | tx÷lsl;d | kl/df0f | PsfO{ | b/ k¦lt PsfO{ | /sd | k¦To]s ;¦f]t ;fwgsf] hDdf
| >lds | l;kfn' | 3.75 | hjfg | 525 | 1968.75
|  | HofdL | 3.75 | hjfg | 375 | 1406.25 | 3375
| lgdf{0f ;fdu¦L | tof/L
|  | cfNd'lgod k]G6 | 5.38 | nL= | 415 | 2232.7
|  | vfS;L | 3 | tfp | 4 | 12 | 2244.7
[5 empty] | jf:tljs b//]6 |  | 5619.7
| b/ k¦lt j=dL=sf] |  |  |  | !%Ü 7]s]bf/ cf]e/x]8 |  | 842.95
| 6462.65 | ?= | 64.62 | k}= | hDdf b/ /]6 |  | 6462.65
100
218 | c:t/ jfx]s b'O{ sf]6 cfNd'lgod k]G6 ug]{ sfd .
J 21 | b/ ljZn]if0fsf] nflu !)) J.=dL= lnOPsf]
| ;¦f]t ;fwg | tx÷lsl;d | kl/df0f | PsfO{ | b/ k¦lt PsfO{ | /sd | k¦To]s ;¦f]t ;fwgsf] hDdf
| >lds | l;kfn' | 7.75 | hjfg | 525 | 4068.75
|  | HofdL | 7.75 | hjfg | 375 | 2906.25 | 6975
| lgdf{0f ;fdu¦L | tof/L
|  | cfNd'lgod k]G6 | 10.76 | nL= | 415 | 4465.4
|  | vfS;L | 4 | tfp | 4 | 16 | 4481.4
[5 empty] | jf:tljs b//]6 |  | 11456.4
| b/ k¦lt j=dL=sf] |  |  |  | !%Ü 7]s]bf/ cf]e/x]8 |  | 1718.46
| 13174.86 | ?= | 131.74 | k}= | hDdf b/ /]6 |  | 13174.86
100
219 | c:t/ jfx]s Ps sf]6 /]8 cS;fO8 k]G6 ug]{ sfd .
J 22 | b/ ljZn]if0fsf] nflu !)) J.=dL= lnOPsf]
| ;¦f]t ;fwg | tx÷lsl;d | kl/df0f | PsfO{ | b/ k¦lt PsfO{ | /sd | k¦To]s ;¦f]t ;fwgsf] hDdf
| >lds | l;kfn' | 4.3 | hjfg | 525 | 2257.5
|  | HofdL | 4 | hjfg | 375 | 1623.75 | 3881.25
| lgdf{0f ;fdu¦L | /]8
|  | cS;fO8 k]G6 | 7.5 | nL= | 220 | 1650 | 1650
[5 empty] | jf:tljs b//]6 |  | 5531.25
| b/ k¦lt j=dL=sf] |  |  |  | !%Ü 7]s]bf/ cf]e/x]8 |  | 829.68
| 6360.93 | ?= | 63.6 | k}= | hDdf b/ /]6 |  | 6360.93
100
220 | c:t/ jfx]s b'O{ sf]6 /]8 cS;fO8 k]G6 ug]{ sfd .
J 23 | b/ ljZn]if0fsf] nflu !)) J.=dL= lnOPsf]
| ;¦f]t ;fwg | tx÷lsl;d | kl/df0f | PsfO{ | b/ k¦lt PsfO{ | /sd | k¦To]s ;¦f]t ;fwgsf] hDdf
| >lds | l;kfn' | 8.67 | hjfg | 525 | 4551.75
|  | HofdL | 8 | hjfg | 375 | 3000 | 7551.75
| lgdf{0f ;fdu¦L | /]8
|  | cS;fO8 k]G6 | 15 | nL= | 220 | 3300 | 3300
[5 empty] | jf:tljs b//]6 |  | 10851.75
| b/ k¦lt j=dL=sf] |  |  |  | !%Ü 7]s]bf/ cf]e/x]8 |  | 1627.76
| 12479.51 | ?= | 124.79 | k}= | hDdf b/ /]6 |  | 12479.51
100
221 | Ps sf]6 k¦fO{d/ ;lxt b'O{ sf]6 tof/L jf;]jn l8:6]Dk/ nufpg] sfd .
J 26 | b/ ljZn]if0fsf] nflu !)) j=dL= lnOPsf]
| ;¦f]t ;fwg | tx÷lsl;d | kl/df0f | PsfO{ | b/ k¦lt PsfO{ | /sd | k¦To]s ;¦f]t ;fwgsf] hDdf
| >lds | s_ l;kfn' | 5.8 | hjfg | 525 | 3045
|  | v_ HofdL | 5.8 | hjfg | 375 | 2175 | 5220
| lgdf{0f ;fdu¦L | c:t/ | 8 | nL= | 225 | 1800
|  | jf;]jn l8:6]Dk/ | 16 | nL= | 139 | 2224 | 4024
[5 empty] | jf:tljs b//]6 |  | 9244
| b/ k¦lt j=dL=sf] |  |  |  | !%Ü 7]s]bf/ cf]e/x]8 |  | 1386.6
| 10630.6 | ?= | 106.3 | k}= | hDdf b/ /]6 |  | 10630.6
100
222 | Heritage Wall Surface Texture (Interior and Exterior) including the cost supplying and fitting (Heritage granular)
J 28 | b/ ljZn]if0fsf] nflu !) j=dL= lnOPsf]
| ;¦f]t ;fwg | tx÷lsl;d | kl/df0f | PsfO{ | b/ k¦lt PsfO{ | /sd | k¦To]s ;¦f]t ;fwgsf] hDdf
| lgdf{0f ;fdu¦L | tof/L x]l/6]h |  | j=dL=
|  |  | 10 |  | 914.6 | 9146 | 9146
[5 empty] | jf:tljs b//]6 |  | 9146
| b/ k¦lt j=dL=sf] |  |  |  | !%Ü 7]s]bf/ cf]e/x]8 |  | 1371.9
| 10517.9 | ?= | 1051.79 | k}= | hDdf b/ /]6 |  | 10517.9
10
223 | Heritage Wall Surface Texture (Interior and Exterior) including the cost supplying and fitting (Heritage flakes)
J 28 | b/ ljZn]if0fsf] nflu !) j=dL= lnOPsf]
| ;¦f]t ;fwg | tx÷lsl;d | kl/df0f | PsfO{ | b/ k¦lt PsfO{ | /sd | k¦To]s ;¦f]t ;fwgsf] hDdf
| lgdf{0f ;fdu¦L | tof/L x]l.6]h |  | j=dL=
|  |  | 10 |  | 1129.8 | 11298 | 11298
[5 empty] | jf:tljs b//]6 |  | 11298
| b/ k¦lt j=dL=sf] |  |  |  | !%Ü 7]s]bf/ cf]e/x]8 |  | 1694.7
| 12992.7 | ?= | 1299.27 | k}= | hDdf b/ /]6 |  | 12992.7
10
224 | Heritage Wall Surface Texture (Interior and Exterior) including the cost supplying and fitting (Heritage granite finishing)
J 28 | b/ ljZn]if0fsf] nflu !) j=dL= lnOPsf]
| ;¦f]t ;fwg | tx÷lsl;d | kl/df0f | PsfO{ | b/ k¦lt PsfO{ | /sd | k¦To]s ;¦f]t ;fwgsf] hDdf
| lgdf{0f ;fdu¦L | tof/L x]l.6]h |  | j=dL=
|  |  | 10 |  | 1452.6 | 14526 | 14526
[5 empty] | jf:tljs b//]6 |  | 14526
| b/ k¦lt j=dL=sf] |  |  |  | !%Ü 7]s]bf/ cf]e/x]8 |  | 2178.9
| 16704.9 | ?= | 1670.49 | k}= | hDdf b/ /]6 |  | 16704.9
10
225 | Heritage Wall Surface Texture (Interior and Exterior) including the cost supplying and fitting (Heritage roller coat)
J 28 | b/ ljZn]if0fsf] nflu !) j=dL= lnOPsf]
| ;¦f]t ;fwg | tx÷lsl;d | kl/df0f | PsfO{ | b/ k¦lt PsfO{ | /sd | k¦To]s ;¦f]t ;fwgsf] hDdf
| lgdf{0f ;fdu¦L | tof/L x]l.6]h |  | j=dL=
|  |  | 10 |  | 914.6 | 9146 | 9146
[5 empty] | jf:tljs b//]6 |  | 9146
| b/ k¦lt j=dL=sf] |  |  |  | !%Ü 7]s]bf/ cf]e/x]8 |  | 1371.9
| 10517.9 | ?= | 1051.79 | k}= | hDdf b/ /]6 |  | 10517.9
10
226 | Heritage Wall Surface Texture (Interior and Exterior) including the cost supplying and fitting (Heritage Top coat plastic lamination)
J 28 | b/ ljZn]if0fsf] nflu !) j=dL= lnOPsf]
| ;¦f]t ;fwg | tx÷lsl;d | kl/df0f | PsfO{ | b/ k¦lt PsfO{ | /sd | k¦To]s ;¦f]t ;fwgsf] hDdf
| lgdf{0f ;fdu¦L | tof/L x]l.6]h |  | j=dL=
|  |  | 10 |  | 236.72 | 2367.2 | 2367.2
[5 empty] | jf:tljs b//]6 |  | 2367.2
| b/ k¦lt j=dL=sf] |  |  |  | !%Ü 7]s]bf/ cf]e/x]8 |  | 355.08
| 2722.28 | ?= | 272.22 | k}= | hDdf b/ /]6 |  | 2722.28
10
227 | Providing and applying Dustban/Permise chemicals for Anti Termite Treatment all complete.
J 29 | b/ ljZn]if0fsf] nflu !) j=dL= lnOPsf]
| ;¦f]t ;fwg | tx÷lsl;d | kl/df0f | PsfO{ | b/ k¦lt PsfO{ | /sd | k¦To]s ;¦f]t ;fwgsf] hDdf
| lgdf{0f ;fdu¦L | Providing and applying Dustban/Permise chemicals for Anti Termite Treatment all complete.
|  |  | 10 | j=dL= | 419.64 | 4196.4 | 4196.4
[5 empty] | jf:tljs b//]6 |  | 4196.4
| b/ k¦lt j=dL=sf] |  |  |  | !%Ü 7]s]bf/ cf]e/x]8 |  | 629.46
| 4825.86 | ?= | 482.58 | k}= | hDdf b/ /]6 |  | 4825.86
10
228 | Ps tx Knfli6s km]N6 nufpg] sfd .
J 24 | b/ ljZn]if0fsf] nflu !) j=dL= lnOPsf]
| ;¦f]t ;fwg | tx÷lsl;d | kl/df0f | PsfO{ | b/ k¦lt PsfO{ | /sd | k¦To]s ;¦f]t ;fwgsf] hDdf
| >lds | s_ l;kfn' | 1.1 | hjfg | 525 | 577.5
|  | v_ HofdL | 3.5 | hjfg | 375 | 1312.5 | 1890
| lgdf{0f ;fdu¦L | Knfli6s km]N6 | 11 | j=dL= | 112.5 | 1237.5
|  | ?lkmË u¦]8lj6'ldg | 15 | s]=hL= | 90 | 1350
|  | bfp/f | 60 | s]=hL= | 13 | 780
|  | v>f] afn'jf vf]nfsf] | 0.31 | 3=dL | 1659.57 | 514.46 | 3881.96
[5 empty] | jf:tljs b//]6 |  | 5771.96
| b/ k¦lt j=dL=sf] |  |  |  | !%Ü 7]s]bf/ cf]e/x]8 |  | 865.79
| 6637.75 | ?= | 663.77 | k}= | hDdf b/ /]6 |  | 6637.75
10
229 | b'O{ tx Knfli6s km]N6 nufpg] sfd .
J 25 | b/ ljZn]if0fsf] nflu !) j=dL= lnOPsf]
| ;¦f]t ;fwg | tx÷lsl;d | kl/df0f | PsfO{ | b/ k¦lt PsfO{ | /sd | k¦To]s ;¦f]t ;fwgsf] hDdf
| >lds | s_ l;kfn' | 2.3 | hjfg | 525 | 1207.5
|  | v_ HofdL | 4.6 | hjfg | 375 | 1725 | 2932.5
| lgdf{0f ;fdu¦L | Knfli6s km]N6 | 22 | j=dL= | 112.5 | 2475
|  | ?lkmË u¦]8lj6'ldg | 25 | s]=hL= | 90 | 2250
|  | bfp/f | 80 | s]=hL= | 13 | 1040
|  | v>f] afn'jf vf]nfsf] | 0.31 | 3=dL | 1659.57 | 514.46 | 6279.46
[5 empty] | jf:tljs b//]6 |  | 9211.96
| b/ k¦lt j=dL=sf] |  |  |  | !%Ü 7]s]bf/ cf]e/x]8 |  | 1381.79
| 10593.75 | ?= | 1059.37 | k}= | hDdf b/ /]6 |  | 10593.75
10
@ ;]=dL= df]6fO{sf] l;d]G6 afn'jf !M@ efudf jf6/ k¦'km sDkfp08
230 | ld;fO{ 8]Dk k¦'lkm+Ë ug]{ .
K 1 | b/ ljZn]if0fsf] nflu !) j=dL= lnOPsf]
| ;¦f]t ;fwg | tx÷lsl;d | kl/df0f | PsfO{ | b/ k¦lt PsfO{ | /sd | k¦To]s ;¦f]t ;fwgsf] hDdf
| >lds | s_ l;kfn' | 0.75 | hjfg | 525 | 393.75
|  | v_ HofdL | 0.8 | hjfg | 375 | 300 | 693.75
| lgdf{0f ;fdu¦L | l;d]G6 | 0.135 | d]=6= | 14200 | 1917
|  | afn'jf vf]nfsf] | 0.18 | 3=dL= | 1659.57 | 298.72
|  | af6/ k¦'km sDkfp08 | 2.7 | s]=hL= | 65 | 175.5 | 2391.22
[5 empty] | jf:tljs b//]6 |  | 3084.97
| b/ k¦lt j=dL=sf] |  |  |  | !%Ü 7]s]bf/ cf]e/x]8 |  | 462.74
| 3547.71 | ?= | 354.77 | k}= | hDdf b/ /]6 |  | 3547.71
10
231 | @=% ;]=dL= df]6fO{ l;d]G6 s+qmL6 -!M!½M#_ 8]Dk k¦'kmLË ug]{ .
K 2 | b/ ljZn]if0fsf] nflu !) j=dL= lnOPsf
| ;¦f]t ;fwg | tx÷lsl;d | kl/df0f | PsfO{ | b/ k¦lt PsfO{ | /sd | k¦To]s ;¦f]t ;fwgsf] hDdf
| >lds | s_ l;kfn' | 1 | hjfg | 525 | 525
|  | v_ HofdL | 1.25 | hjfg | 375 | 468.75 | 993.75
| lgdf{0f ;fdu¦L | l;d]G6 | 0.112 | d]=6= | 14200 | 1590.4
|  | afn'jf vf]nfsf] | 0.113 | 3=dL= | 1659.57 | 187.53
|  | af6/ k¦'km sDkfp08 | 2.25 | s]=hL= | 65 | 146.25
|  | !@ dL=dL= /f]8f | 0.25 | 3=dL= | 1730.19 | 432.54 | 2356.72
[5 empty] | jf:tljs b//]6 |  | 3350.47
| b/ k¦lt j=dL=sf] |  |  |  | !%Ü 7]s]bf/ cf]e/x]8 |  | 502.57
| 3853.04 | ?= | 385.3 | k}= | hDdf b/ /]6 |  | 3853.04
10
232 | #=* ;]=dL= df]6fO{ l;d]G6 s+qmL6 -!M@M$_ 8]Dk k¦'kmLË ug]{ .
K 2 | b/ ljZn]if0fsf] nflu !) j=dL= lnOPsf]
| ;¦f]t ;fwg | tx÷lsl;d | kl/df0f | PsfO{ | b/ k¦lt PsfO{ | /sd | k¦To]s ;¦f]t ;fwgsf] hDdf
| >lds | s_ l;kfn' | 1 | hjfg | 525 | 525
|  | v_ HofdL | 2 | hjfg | 375 | 750 | 1275
| lgdf{0f ;fdu¦L | l;d]G6 | 0.12 | d]=6= | 14200 | 1704
|  | afn'jf vf]nfsf] | 0.17 | 3=dL= | 1659.57 | 282.12
|  | af6/ k¦'km sDkfp08 | 2.88 | s]=hL= | 65 | 187.2
|  | !@ dL=dL= /f]8f | 0.34 | 3=dL= | 1730.19 | 588.26 | 2761.58
[5 empty] | jf:tljs b//]6 |  | 4036.58
| b/ k¦lt j=dL=sf] |  |  |  | !%Ü 7]s]bf/ cf]e/x]8 |  | 605.48
| 4642.06 | ?= | 464.2 | k}= | hDdf b/ /]6 |  | 4642.06
10
233 | Ps sf]6 lj6'ldg k]G6 8]Dk k¦'km sf];{df nufO{ afn'jfn] 5f]Kg] .
K 3 | b/ ljZn]if0fsf] nflu !) j=dL= lnOPsf]
| ;¦f]t ;fwg | tx÷lsl;d | kl/df0f | PsfO{ | b/ k¦lt PsfO{ | /sd | k¦To]s ;¦f]t ;fwgsf] hDdf
| >lds | s_ HofdL | 0.6 | hjfg | 375 | 225 | 225
| lgdf{0f ;fdu¦L | lj6'ldg | 10 | s]=hL= | 240 | 2400
|  | v>f] afn'jf vf]nf | 0.02 | 3=dL= | 1659.57 | 33.19
|  | bfp/f | 30 | s]=hL= | 13 | 390 | 2823.19
[5 empty] | jf:tljs b//]6 |  | 3048.19
| b/ k¦lt j=dL=sf] |  |  |  | !%Ü 7]s]bf/ cf]e/x]8 |  | 457.22
| 3505.41 | ?= | 350.54 | k}= | hDdf b/ /]6 |  | 3505.41
10
234 | %)) u]hsf] kf]lnlyg zL6 Ps tx lj5\ofpg] .
K 4 | b/ ljZn]if0fsf] nflu !) j=dL= lnOPsf]
| ;¦f]t ;fwg | tx÷lsl;d | kl/df0f | PsfO{ | b/ k¦lt PsfO{ | /sd | k¦To]s ;¦f]t ;fwgsf] hDdf
| >lds | s_ l;kfn' | 0.6 | hjfg | 525 | 315
|  | v_ HofdL | 0.6 | hjfg | 375 | 225 | 540
| lgdf{0f ;fdu¦L | kf]lnlyg zL6 %)) u]h | 11 | j=dL= | 30 | 330 | 330
[5 empty] | jf:tljs b//]6 |  | 870
| b/ k¦lt j=dL=sf] |  |  |  | !%Ü 7]s]bf/ cf]e/x]8 |  | 130.5
| 1000.5 | ?= | 100.05 | k}= | hDdf b/ /]6 |  | 1000.5
10
235 | Ps tx 6f/km]N6 nufpg] sfd .
K 5 | b/ ljZn]if0fsf] nflu !) j=dL= lnOPsf]
| ;¦f]t ;fwg | tx÷lsl;d | kl/df0f | PsfO{ | b/ k¦lt PsfO{ | /sd | k¦To]s ;¦f]t ;fwgsf] hDdf
| >lds | s_ l;kfn' | 1.1 | hjfg | 525 | 577.5
|  | v_ HofdL | 3.5 | hjfg | 375 | 1312.5 | 1890
| lgdf{0f ;fdu¦L | 6f/km]N6 | 11 | j=dL= | 120 | 1320
|  | lj6'ldg | 15 | s]=hL= | 90 | 1350
|  | bfp/f | 60 | s]=hL= | 13 | 780
|  | v>f] afn'jf vf]nf | 0.31 | 3=dL= | 1659.57 | 514.46 | 3964.46
[5 empty] | jf:tljs b//]6 |  | 5854.46
| b/ k¦lt j=dL=sf] |  |  |  | !%Ü 7]s]bf/ cf]e/x]8 |  | 878.16
| 6732.62 | ?= | 673.26 | k}= | hDdf b/ /]6 |  | 6732.62
10
236 | b'O{ tx 6f/km]N6 nufpg] sfd .
K 5 | b/ ljZn]if0fsf] nflu !) j=dL= lnOPsf]
| ;¦f]t ;fwg | tx÷lsl;d | kl/df0f | PsfO{ | b/ k¦lt PsfO{ | /sd | k¦To]s ;¦f]t ;fwgsf] hDdf
| >lds | s_ l;kfn' | 2.3 | hjfg | 525 | 1207.5
|  | v_ HofdL | 4.6 | hjfg | 375 | 1725 | 2932.5
| lgdf{0f ;fdu¦L | 6f/km]N6 | 22 | j=dL= | 120 | 2640
|  | lj6'ldg | 25 | s]=hL= | 90 | 2250
|  | bfp/f | 80 | s]=hL= | 13 | 1040
|  | v>f] afn'jf vf]nf | 0.31 | 3=dL= | 1659.57 | 514.46 | 6444.46
[5 empty] | jf:tljs b//]6 |  | 9376.96
| b/ k¦lt j=dL=sf] |  |  |  | !%Ü 7]s]bf/ cf]e/x]8 |  | 1406.54
| 10783.5 | ?= | 1078.35 | k}= | hDdf b/ /]6 |  | 10783.5
10
237 | 8]Dk k¦'km u¦]8 6f/km]N8 Ps tx nufpg] .
K 6 | b/ ljZn]if0fsf] nflu !) j=dL= lnOPsf]
| ;¦f]t ;fwg | tx÷lsl;d | kl/df0f | PsfO{ | b/ k¦lt PsfO{ | /sd | k¦To]s ;¦f]t ;fwgsf] hDdf
| >lds | s_ l;kfn' | 2.35 | hjfg | 525 | 1233.75
|  | v_ HofdL | 4.6 | hjfg | 375 | 1725 | 2958.75
| lgdf{0f ;fdu¦L | 6f/km]N6 | 11 | j=dL= | 120 | 1320
|  | lj6'ldg | 17 | s]=hL= | 90 | 1530
|  | bfp/f | 60 | s]=hL= | 13 | 780
|  | v>f] afn'jf vf]nf | 0.31 | 3=dL= | 1659.57 | 514.46 | 4144.46
[5 empty] | jf:tljs b//]6 |  | 7103.21
| b/ k¦lt j=dL=sf] |  |  |  | !%Ü 7]s]bf/ cf]e/x]8 |  | 1065.48
| 8168.69 | ?= | 816.86 | k}= | hDdf b/ /]6 |  | 8168.69
10
238 | Elastocrete cementitious elastomeric water proofing coating 2 components
K 7 | capacity per kg 6 sq. ft 2 coat including supplying & applying
all complete work.
b/ ljZn]if0fsf] nflu ! Jf= dL= lnOPsf]
| ;¦f]t ;fwg | tx÷lsl;d | kl/df0f | PsfO{ | b/ k¦lt PsfO{ | /sd | k¦To]s ;¦f]t ;fwgsf] hDdf
| lgdf{0f ;fdu¦L | O{n]:6«f]qm]6 l;d]G6Llgo;\ O{n]:6f]d]l6«s jf6/ k¦'lkmËsf
| -Hofnf ;lxt_ | ;fdu¦L | 1 | j=dL= | 516.48 | 516.48
516.48
[5 empty] | jf:tljs b//]6 |  | 516.48
| b/ /]6 k¦lt j= dL=sf] |  |  |  | !%Ü 7]s]bf/ cf]e/x]8 |  | 77.47
?= | 593.95 | k}= |  |  | hDdf b/ /]6 |  | 593.95
239 | Waterproofing treatment by Crystallization Process by applying
K 7 | two coats of perma Seal or equivalent all complete.
b/ ljZn]if0fsf] nflu ! Jf= dL= lnOPsf]
| ;¦f]t ;fwg | tx÷lsl;d | kl/df0f | PsfO{ | b/ k¦lt PsfO{ | /sd | k¦To]s ;¦f]t ;fwgsf] hDdf
| lgdf{0f ;fdu¦L | lqm:6LnfOh]zg l;n
| -Hofnf ;lxt_ | ;fdu¦L | 1 | j=dL= | 551.45 | 551.45
551.45
[5 empty] | jf:tljs b//]6 |  | 551.45
| b/ /]6 k¦lt j= dL=sf] |  |  |  | !%Ü 7]s]bf/ cf]e/x]8 |  | 82.71
?= | 634.16 | k}= |  |  | hDdf b/ /]6 |  | 634.16
240 | Providing material & applying pressure grouting on RCC Roof slab
b/ ljZn]if0fsf] nflu ! Jf= dL= lnOPsf]
| ;¦f]t ;fwg | tx÷lsl;d | kl/df0f | PsfO{ | b/ k¦lt PsfO{ | /sd | k¦To]s ;¦f]t ;fwgsf] hDdf
| lgdf{0f ;fdu¦L | k¦]z/ u¦fpl6ª
| -Hofnf ;lxt_ | ;fdu¦L | 1 | j=dL= | 376.6 | 376.6
376.6
[5 empty] | jf:tljs b//]6 |  | 376.6
| b/ /]6 k¦lt j= dL=sf] |  |  |  | !%Ü 7]s]bf/ cf]e/x]8 |  | 56.49
?= | 433.09 | k}= |  |  | hDdf b/ /]6 |  | 433.09
241 | Providing material & applying pressure grouting on basement slab
b/ ljZn]if0fsf] nflu ! Jf= dL= lnOPsf]
| ;¦f]t ;fwg | tx÷lsl;d | kl/df0f | PsfO{ | b/ k¦lt PsfO{ | /sd | k¦To]s ;¦f]t ;fwgsf] hDdf
| lgdf{0f ;fdu¦L | k¦]z/ u¦fpl6ª
| -Hofnf ;lxt_ | ;fdu¦L | 1 | j=dL= | 473.44 | 473.44
473.44
[5 empty] | jf:tljs b//]6 |  | 473.44
| b/ /]6 k¦lt j= dL=sf] |  |  |  | !%Ü 7]s]bf/ cf]e/x]8 |  | 71.01
?= | 544.45 | k}= |  |  | hDdf b/ /]6 |  | 544.45
242 | Providing material & applying pressure grouting and sealing RCC slab crack
b/ ljZn]if0fsf] nflu ! Jf= dL= lnOPsf]
| ;¦f]t ;fwg | tx÷lsl;d | kl/df0f | PsfO{ | b/ k¦lt PsfO{ | /sd | k¦To]s ;¦f]t ;fwgsf] hDdf
| lgdf{0f ;fdu¦L | k¦]z/ u¦fpl6ª
| -Hofnf ;lxt_ | ;fdu¦L | 1 | j=dL= | 559.52 | 559.52
559.52
[5 empty] | jf:tljs b//]6 |  | 559.52
| b/ /]6 k¦lt j= dL=sf] |  |  |  | !%Ü 7]s]bf/ cf]e/x]8 |  | 83.92
?= | 643.44 | k}= |  |  | hDdf b/ /]6 |  | 643.44
243 | Providing material & applying pressure grouting on RCC Column
b/ ljZn]if0fsf] nflu ! KjfOG6 lnOPsf]
| ;¦f]t ;fwg | tx÷lsl;d | kl/df0f | PsfO{ | b/ k¦lt PsfO{ | /sd | k¦To]s ;¦f]t ;fwgsf] hDdf
| lgdf{0f ;fdu¦L | k¦]z/ u¦fpl6ª
| -Hofnf ;lxt_ | ;fdu¦L | 1 | KjfOG6 | 325 | 325
325
[5 empty] | jf:tljs b//]6 |  | 325
| b/ /]6 k¦lt KjfOG6sf] |  |  |  | !%Ü 7]s]bf/ cf]e/x]8 |  | 48.75
?= | 373.75 | k}= |  |  | hDdf b/ /]6 |  | 373.75
244 | Expansion Joint Works: - Chipping and laying thermacol in the hole, masking tape on
the thermacol and plaster with mixing Perma Bond SBR or eqv. modified
mortar up to 40 mm wide and levelling all complete.
b/ ljZn]if0fsf] nflu ! Jf= dL= lnOPsf]
| ;¦f]t ;fwg | tx÷lsl;d | kl/df0f | PsfO{ | b/ k¦lt PsfO{ | /sd | k¦To]s ;¦f]t ;fwgsf] hDdf
| lgdf{0f ;fdu¦L | PSkfG;g HjfOG6
| -Hofnf ;lxt_ | ;fdu¦L | 1 | j=dL= | 6199.2 | 6199.2
6199.2
[5 empty] | jf:tljs b//]6 |  | 6199.2
| b/ /]6 k¦lt j= dL=sf] |  |  |  | !%Ü 7]s]bf/ cf]e/x]8 |  | 929.88
?= | 7129.08 | k}= |  |  | hDdf b/ /]6 |  | 7129.08
df6f]df hf]8]sf] uf/f] eTsfO{ To;af6 cfPsf] ;fdu¦L !) dL=;Dd
245 | x6fpg] sfd .
L 1 | b/ ljZn]if0fsf] nflu ! 3=dL= lnOPsf]
| ;¦f]t ;fwg | tx÷lsl;d | kl/df0f | PsfO{ | b/ k¦lt PsfO{ | /sd | k¦To]s ;¦f]t ;fwgsf] hDdf
| >lds | HofdL | 1.06 | ;+Vof | 375 | 397.5 | 397.5
[5 empty] | jf:tljs b//]6 |  | 397.5
| b/ k¦lt 3=dL=sf] |  |  |  | !%Ü 7]s]bf/ cf]e/x]8 |  | 59.62
?= | 457.12 | k}= |  |  | hDdf b/ /]6 |  | 457.12
246 | l;d]G6 jf jh¦df hf]8]sf] uf/f] eTsfO{ To;af6 cfPsf] ;fdfu+¦L !) dL= x6fpg] sfd .
L 2 | b/ ljZn]if0fsf] nflu ! 3=dL= lnOPsf]
| ;¦f]t ;fwg | tx÷lsl;d | kl/df0f | PsfO{ | b/ k¦lt PsfO{ | /sd | k¦To]s ;¦f]t ;fwgsf] hDdf
| >lds | HofdL | 2.12 | ;+Vof | 375 | 795 | 795
[5 empty] | jf:tljs b//]6 |  | 795
| b/ k¦lt 3=dL=sf] |  |  |  | !%Ü 7]s]bf/ cf]e/x]8 |  | 119.25
?= | 914.25 | k}= |  |  | hDdf b/ /]6 |  | 914.25
cf/=l;=l;= jf cf/=lj=l;= sfd eTsfO{ To;af6 cfPsf] ;fdu¦L
247 | !) dL= k/ x6fpg] sfd .
L 3 | b/ ljZn]if0fsf] nflu ! 3=dL= lnOPsf]
| ;¦f]t ;fwg | tx÷lsl;d | kl/df0f | PsfO{ | b/ k¦lt PsfO{ | /sd | k¦To]s ;¦f]t ;fwgsf] hDdf
| >lds | HofdL | 11 | ;+Vof | 375 | 4125 | 4125
[5 empty] | jf:tljs b//]6 |  | 4125
| b/ k¦lt 3=dL=sf] |  |  |  | !%Ü 7]s]bf/ cf]e/x]8 |  | 618.75
?= | 4743.75 | k}= |  |  | hDdf b/ /]6 |  | 4743.75
Kn]g l;d]G6 sqmL6 jf jh¦ s+qmL6 eTsfO{ To;af6 cfPsf] ;fdu¦L
248 | !) dL= k/ x6fpg] .
L 4 | b/ ljZn]if0fsf] nflu ! 3=dL= lnOPsf]
| ;¦f]t ;fwg | tx÷lsl;d | kl/df0f | PsfO{ | b/ k¦lt PsfO{ | /sd | k¦To]s ;¦f]t ;fwgsf] hDdf
| >lds | HofdL | 4 | ;+Vof | 375 | 1500 | 1500
[5 empty] | jf:tljs b//]6 |  | 1500
| b/ k¦lt 3=dL=sf] |  |  |  | !%Ü 7]s]bf/ cf]e/x]8 |  | 225
?= | 1725 | k}= |  |  | hDdf b/ /]6 |  | 1725
249 | l;d]G6 jf jh¦ Knfi6/ eTsfO{ To;af6 cfPsf] w'nf] !) dL=k/ x6fpg] sfd .
L 5 | b/ ljZn]if0fsf] nflu ! Jf=dL= lnOPsf]
| ;¦f]t ;fwg | tx÷lsl;d | kl/df0f | PsfO{ | b/ k¦lt PsfO{ | /sd | k¦To]s ;¦f]t ;fwgsf] hDdf
| >lds | HofdL | 0.108 | ;+Vof | 375 | 40.5 | 40.5
[5 empty] | jf:tljs b//]6 |  | 40.5
| b/ k¦lt j=dL=sf] |  |  |  | !%Ü 7]s]bf/ cf]e/x]8 |  | 6.07
?= | 46.57 | k}= |  |  | hDdf b/ /]6 |  | 46.57
6fOn 5fgf eTsfO{ To;af6 ePsf] 6fOn sf7 cflb !) dL= k/ ;fg{ nufO{
250 | /fd¦/L yGsfpg] sfd .
L 6 | b/ ljZn]if0fsf] nflu ! Jf=dL= lnOPsf]
| ;¦f]t ;fwg | tx÷lsl;d | kl/df0f | PsfO{ | b/ k¦lt PsfO{ | /sd | k¦To]s ;¦f]t ;fwgsf] hDdf
| >lds | l;kfn' | 0.054 | ;+Vof | 525 | 28.35
|  | HofdL | 0.081 | ;+Vof | 375 | 30.37 | 58.72
[5 empty] | jf:tljs b//]6 |  | 58.72
| b/ k¦lt j=dL=sf] |  |  |  | !%Ü 7]s]bf/ cf]e/x]8 |  | 8.8
?= | 67.52 | k}= |  |  | hDdf b/ /]6 |  | 67.52
251 | uf/f]sf] df]x8fdf lju¦]sf] O{6f lgsfnL l;d]G6 afn'jf -!M^_ df
L 8 | uf/f] dd{t ug]{ sfd .
b/ ljZn]if0fsf] nflu ! 3=dL= lnOPsf]
| ;¦f]t ;fwg | tx÷lsl;d | kl/df0f | PsfO{ | b/ k¦lt PsfO{ | /sd | k¦To]s ;¦f]t ;fwgsf] hDdf
| >lds | l;kfn' | 3.53 | hjfg | 525 | 1853.25
|  | HofdL | 7.06 |  | 375 | 2647.5 | 4500.75
| lgdf{0f ;fdu¦L | ! Gf+ sf] O{6f | 560 | uf]6f | 7.5 | 4200
|  | l;d]G6 | 0.084 | d]=6= | 14200 | 1192.8
|  | jfn'jf vf]nfsf] | 0.36 | 3=dL= | 1659.57 | 597.44 | 5990.24
[5 empty] | jf:tljs b//]6 |  | 10490.99
| b/ k¦lt 3=dL=sf] |  |  |  | !%Ü 7]s]bf/ cf]e/x]8 |  | 1573.64
?= | 12064.63 | k}= |  |  | hDdf b/ /]6 |  | 12064.63
k'/fgf] dfj{n ˆnf]/ tyf leQfdf HofdLåf/f dfj{n ;tx cShflns Pl;8 xfnL
252 | 3f]6\g], ;kmf ug]{ sfo{ .
L 11 | -o;df b/ ljZn]if0f gd{;sf] qm=;+= !! -^_ kfgf g+= !)@ df pNn]lvt ljj/0fnfO{ cfwf/ dfgL ljZn]if0f ul/Psf] 5 ._
b/ ljZn]if0fsf] nflu !) j=ld= lnOPsf]
| ;¦f]t ;fwg | tx÷lsl;d | kl/df0f | PsfO{ | b/ k¦lt PsfO{ | /sd | k¦To]s ;¦f]t ;fwgsf] hDdf
| >lds | HofdL | 3.375 | hjfg |  |  |  | 3.375
[5 empty] | 375 | 1265.62 | 1265.62
| lgdf{0f ;fdu¦L | cShflns Pl;8 | 0.185 | s]=hL= | 115 | 21.27
|  | sfjf]{/]08d 9'+uf | cGbfhL | – |  | 58.26 | 79.53
[5 empty] | jf:tljs b//]6 |  | 1345.15
| b/ k¦lt !) j=dL=sf] |  |  |  | !%Ü 7]s]bf/ cf]e/x]8 |  | 201.77
| 1546.92 | ?= | 154.69 | k}= | hDdf b/ /]6 |  | 1546.92
10
253
L 12 | k'/fgf] kfs]{6 lj5\ofPsf] 7fpFdf 3f]6L kfln; ug]{ sfo{ .
b/ ljZn]if0fsf] nflu !) j=ld= lnOPsf]
| ;¦f]t ;fwg | tx÷lsl;d | kl/df0f | PsfO{ | b/ k¦lt PsfO{ | /sd | k¦To]s ;¦f]t ;fwgsf] hDdf
| >lds | HofdL |  | hjfg
|  |  | 0.375 |  | 375 | 140.62 | 140.62
| lgdf{0f ;fdu¦L | vfS;L | cGbfhL | – | – | 110
|  | d}g kfln; | cGbfhL | – | – | 110 | 220
[5 empty] | jf:tljs b//]6 |  | 360.62
| b/ k¦lt j=dL=sf] |  |  |  | !%Ü 7]s]bf/ cf]e/x]8 |  | 54.09
| 414.71 | ?= | 41.47 | k}= | hDdf b/ /]6 |  | 414.71
10
254 | k'/fgf] df]hfos ˆnf]l/Ë u/]sf] 7fpFdf 3f]6L ;kmf u/L
L 13 | d}g kfln; ;d]t ug]{ sfo{ .
b/ ljZn]if0fsf] nflu !) j=ld= lnOPsf]
| ;¦f]t ;fwg | tx÷lsl;d | kl/df0f | PsfO{ | b/ k¦lt PsfO{ | /sd | k¦To]s ;¦f]t ;fwgsf] hDdf
| >lds | HofdL | 3.375 | hjfg
[5 empty] | 375 | 1265.62 | 1265.62
| lgdf{0f ;fdu¦L | cShflns Pl;8 | 0.37 | s]=hL= | 115 | 42.55
|  | d}g kfln; | 0.118 | s]=hL= | 200 | 23.6
|  | tf/k]G6fOg | 0.538 | ln= | 180 | 96.84
|  | sfjf]{/]08d 9'Ëf | cGbfhL | – | – | 60 | 222.99
[5 empty] | jf:tljs b//]6 |  | 1488.61
| b/ k¦lt !) j=dL=sf] |  |  |  | !%Ü 7]s]bf/ cf]e/x]8 |  | 223.29
| 1711.9 | ?= | 171.19 | k}= | hDdf b/ /]6 |  | 1711.9
10
255 | df6f]sf] d;nfsf] uf/f]af6 O{6f lemls nfu]sf] d;nf ;kmf ug]{
L 14 | tyf k'gM k¦of]u ug]{ ;lsg] u/L yGsfpg] sfd .
b/ ljZn]if0fsf] nflu !))) uf]6f lnOPsf]
| ;¦f]t ;fwg | tx÷lsl;d | kl/df0f | PsfO{ | b/ k¦lt PsfO{ | /sd | k¦To]s ;¦f]t ;fwgsf] hDdf
| >lds | l;kfn' | 0.04 | hjfg | 525 | 21
|  | HofdL | 3.9 | hjfg | 375 | 1462.5 | 1483.5
| oflGqs pks/0f | 8f]/L cflb |  |  |  |  | 148.35
[5 empty] | jf:tljs b//]6 |  | 1631.85
| b/ k¦lt uf]6fsf] |  |  |  | !%Ü 7]s]bf/ cf]e/x]8 |  | 244.77
?= | 1876.62 | ?= | 1.87 | k}= | hDdf b/ /]6 |  | 1876.62
1000
256 | r'gf ;'sL{sf] d;nfsf] uf/f]af6 O{6f lemls nfu]sf] d;nf ;kmf ug]{
L 14 | tyf k'gM k¦of]u ug]{ ;lsg] u/L yGsfpg] sfd .
b/ ljZn]if0fsf] nflu !))) uf]6f lnOPsf]
| ;¦f]t ;fwg | tx÷lsl;d | kl/df0f | PsfO{ | b/ k¦lt PsfO{ | /sd | k¦To]s ;¦f]t ;fwgsf] hDdf
| >lds | l;kfn' | 0.75 | hjfg | 525 | 393.75
|  | HofdL | 4.1 | hjfg | 375 | 1537.5 | 1931.25
| oflGqs pks/0f | 8f]/L cflb |  |  |  |  | 193.125
[5 empty] | jf:tljs b//]6 |  | 2124.375
| b/ k¦lt uf]6fsf] |  |  |  | !%Ü 7]s]bf/ cf]e/x]8 |  | 318.65
?= | 2443.025 | ?= | 2.44 | k}= | hDdf b/ /]6 |  | 2443.025
1000
257 | l;d]G6 d;nfsf] uf/f]af6 O{6f lemls nfu]sf] d;nf ;kmf ug]{
L 14 | tyf k'gM k¦of]u ug]{ ;lsg] u/L yGsfpg] sfd .
b/ ljZn]if0fsf] nflu !))) uf]6f lnOPsf]
| ;¦f]t ;fwg | tx÷lsl;d | kl/df0f | PsfO{ | b/ k¦lt PsfO{ | /sd | k¦To]s ;¦f]t ;fwgsf] hDdf
| >lds | l;kfn' | 1.2 | hjfg | 525 | 630
|  | HofdL | 4.85 | hjfg | 375 | 1818.75 | 2448.75
| oflGqs pks/0f | 8f]/L cflb |  |  |  |  | 244.875
[5 empty] | jf:tljs b//]6 |  | 2693.625
| b/ k¦lt uf]6fsf] |  |  |  | !%Ü 7]s]bf/ cf]e/x]8 |  | 404.04
?= | 3097.665 | ?= | 3.09 | k}= | hDdf b/ /]6 |  | 3097.665
1000
258
L 16 | s'+b]sf] 9'Ëf, dfj{n jf lk¦sfi6 s+lqm6 -r'gf, ;'sL{ d;nfdf_ eTsfpg] sfd .
b/ ljZn]if0fsf] nflu ! 3=dL= lnOPsf]
| ;¦f]t ;fwg | tx÷lsl;d | kl/df0f | PsfO{ | b/ k¦lt PsfO{ | /sd | k¦To]s ;¦f]t ;fwgsf] hDdf
| >lds | l;kfn' | 0.1 | hjfg | 525 | 52.5
|  | HofdL | 1.4 | hjfg | 375 | 525 | 577.5
| oflGqs pks/0f | 8f]/L cflb |  |  |  |  | 28.875
[5 empty] | jf:tljs b//]6 |  | 606.375
| b/ k¦lt 3=dL=sf] |  |  |  | !%Ü 7]s]bf/ cf]e/x]8 |  | 90.95
?= | 697.325 | k}= |  |  | hDdf b/ /]6 |  | 697.325
259
L 16 | s'+b]sf] 9'Ëf, dfj{n jf lk¦sfi6 s+lqm6 -l;d]G6 d;nfdf_ eTsfpg] sfd .
b/ ljZn]if0fsf] nflu ! 3=dL= lnOPsf]
| ;¦f]t ;fwg | tx÷lsl;d | kl/df0f | PsfO{ | b/ k¦lt PsfO{ | /sd | k¦To]s ;¦f]t ;fwgsf] hDdf
| >lds | l;kfn' | 0.1 | hjfg | 525 | 52.5
|  | HofdL | 2.7 | hjfg | 375 | 1012.5 | 1065
| oflGqs pks/0f | 8f]/L cflb |  |  |  |  | 53.25
[5 empty] | jf:tljs b//]6 |  | 1118.25
| b/ k¦lt 3=dL=sf] |  |  |  | !%Ü 7]s]bf/ cf]e/x]8 |  | 167.73
?= | 1285.98 | k}= |  |  | hDdf b/ /]6 |  | 1285.98
260
L 18 | kmnfd] sfd -Rofgn PËn 6L cflb_ x6fpg] sfo{ lemSg], 5'6\ofpg] / /fd¦/L yGsfpg] ;d]t
b/ ljZn]if0fsf] nflu ! D]f=6= lnOPsf]
| ;¦f]t ;fwg | tx÷lsl;d | kl/df0f | PsfO{ | b/ k¦lt PsfO{ | /sd | k¦To]s ;¦f]t ;fwgsf] hDdf
| >lds | l;kfn' | 0.5 | hjfg | 525 | 262.5
|  | HofdL | 3 | hjfg | 375 | 1125 | 1387.5
| oflGqs pks/0f | UofF;, UofF; s6/ / 8f]/L cflb |  |  |  |  | 69.375
[5 empty] | jf:tljs b//]6 |  | 1456.875
| b/ k¦lt d]=6=sf] |  |  |  | !%Ü 7]s]bf/ cf]e/x]8 |  | 218.53
?= | 1675.405 | k}= |  |  | hDdf b/ /]6 |  | 1675.405
261
L 19 | cf/=l;=l;=km]G;sf] sfd x6fpg] df6f] vGg] / vfN8f]df df6f] ;Dofpg] ;d]t sfd .
b/ ljZn]if0fsf] nflu ! j=dL= lnOPsf]
| ;¦f]t ;fwg | tx÷lsl;d | kl/df0f | PsfO{ | b/ k¦lt PsfO{ | /sd | k¦To]s ;¦f]t ;fwgsf] hDdf
| >lds | HofdL | 0.45 | hjfg | 375 | 168.75 | 168.75
[5 empty] | jf:tljs b//]6 |  | 168.75
| b/ k¦lt j=dL=sf] |  |  |  | !%Ü 7]s]bf/ cf]e/x]8 |  | 25.31
?= | 194.06 | k}= |  |  | hDdf b/ /]6 |  | 194.06
262
L 19 | kmnfd] km]G;sf] sfd x6fpg] df6f] vGg] / vfN8f]df df6f] ;Dofpg] ;d]t sfd .
b/ ljZn]if0fsf] nflu ! j=dL= lnOPsf]
| ;¦f]t ;fwg | tx÷lsl;d | kl/df0f | PsfO{ | b/ k¦lt PsfO{ | /sd | k¦To]s ;¦f]t ;fwgsf] hDdf
| >lds | HofdL | 0.42 | hjfg | 375 | 157.5 | 157.5
[5 empty] | jf:tljs b//]6 |  | 157.5
| b/ k¦lt j=dL=sf] |  |  |  | !%Ü 7]s]bf/ cf]e/x]8 |  | 23.62
?= | 181.12 | k}= |  |  | hDdf b/ /]6 |  | 181.12
263
L 19 | sf7] km]G;sf] sfd x6fpg] df6f] vGg] / vfN8f]df df6f] ;Dofpg] ;d]t sfd .
b/ ljZn]if0fsf] nflu ! j=dL= lnOPsf]
| ;¦f]t ;fwg | tx÷lsl;d | kl/df0f | PsfO{ | b/ k¦lt PsfO{ | /sd | k¦To]s ;¦f]t ;fwgsf] hDdf
| >lds | HofdL | 0.4 | hjfg | 375 | 150 | 150
[5 empty] | jf:tljs b//]6 |  | 150
| b/ k¦lt j=dL=sf] |  |  |  | !%Ü 7]s]bf/ cf]e/x]8 |  | 22.5
?= | 172.5 | k}= |  |  | hDdf b/ /]6 |  | 172.5
264 | h:tfkftfsf] 5fgf eTsfO{ To;af6 lg:s]sf sf7 tyf kmnfd] lgdf{0f ;fdu¦Lx?
L 22 | !) dL= k/ nlu ldnfO{ yfs nufpg] sfo{ .
b/ ljZn]if0fsf] nflu ! j=ld= lnOPsf]
| ;¦f]t ;fwg | tx÷lsl;d | kl/df0f | PsfO{ | b/ k¦lt PsfO{ | /sd | k¦To]s ;¦f]t ;fwgsf] hDdf
| >lds | s_ l;kfn' | 0.027 | hjfg | 525 | 14.17
|  | v_ HofdL | 0.04 | hjfg | 375 | 15 | 29.17
[5 empty] | jf:tljs b//]6 |  | 29.17
| b/ k¦lt j=dL=sf] |  |  |  | !%Ü 7]s]bf/ cf]e/x]8 |  | 4.37
| 33.54 |  |  |  | hDdf b/ /]6 |  | 33.54
gf]6 M pk/f]Qm HofdL ;+Vof cf=g+= !( -^_ df lbOPsf] kl/df0fsf] %)Ü cg'dfg ul/P{sf] .
265 | kmnfd] lu¦n agfO{ vfS;L nufO{ /]8cS;fO8 k]G6 ;d]t u/L hf]8\g]
b/ ljZn]if0fsf] nflu !) s]=hL= lnOPsf]
| ;¦f]t ;fwg | tx÷lsl;d | kl/df0f | PsfO{ | b/ k¦lt PsfO{ | /sd | k¦To]s ;¦f]t ;fwgsf] hDdf
| lgdf{0f ;fdu¦L | kmnfd] lu¦n agfO{ | 10 | s]=hL= | 115.5 | 1155
|  | hf]8\g] |  |  |  |  | 1155
[5 empty] | jf:tljs b//]6 |  | 1155
| b/ k¦lt s]=hL=sf] |  |  |  | !%Ü 7]s]bf/ cf]e/x]8 |  | 173.25
| 1328.25 | ?= | 132.82 | k}= | hDdf b/ /]6 |  | 1328.25
10
266 | $=% X @) dL=dL= kmnfd] lu¦n agfO{ vfS;L nufO{ /]8cS;fO8 k]G6 ;d]t u/L hf]8\g]
M 2 | b/ ljZn]if0fsf] nflu !) j=dL= lnOPsf]
| ;¦f]t ;fwg | tx÷lsl;d | kl/df0f | PsfO{ | b/ k¦lt PsfO{ | /sd | k¦To]s ;¦f]t ;fwgsf] hDdf
| lgdf{0f ;fdu¦L | $=% X @) dL=dL= kmnfd] lu¦n agfO{ hf]8\g] | 10 | j=dL= | 2483.25 | 24832.5
24832.5
[5 empty] | jf:tljs b//]6 |  | 24832.5
| b/ k¦lt j=dL=sf] |  |  |  | !%Ü 7]s]bf/ cf]e/x]8 |  | 3724.87
| 28557.37 | ?= | 2855.73 | k}= | hDdf b/ /]6 |  | 28557.37
10
gf]6 M ! Jf=dL= Ö @!=%) s]=hL= lnPsf] .
267 | # X @) dL=dL= kmnfd] lu¦n agfO{ vfS;L nufO{ /]8cS;fO8 k]G6 ;d]t u/L hf]8\g]
M 1 | b/ ljZn]if0fsf] nflu !) j=dL= lnOPsf]
| ;¦f]t ;fwg | tx÷lsl;d | kl/df0f | PsfO{ | b/ k¦lt PsfO{ | /sd | k¦To]s ;¦f]t ;fwgsf] hDdf
| lgdf{0f ;fdu¦L | # X @) dL=dL= kmnfd] lu¦n agfO{ | 10 | j=dL= | 1864.17 | 18641.7
|  | hf]8\g] |  |  |  |  | 18641.7
[5 empty] | jf:tljs b//]6 |  | 18641.7
| b/ k¦lt j=dL=sf] |  |  |  | !%Ü 7]s]bf/ cf]e/x]8 |  | 2796.25
| 21437.95 | ?= | 2143.79 | k}= | hDdf b/ /]6 |  | 21437.95
10
gf]6M !=)) j=dL= Ö !^=!$ s]]=hL=
268 | $=% X @) dL=dL= kmnfd] kftfsf] k¦m]ddf !@ x !@ dL=dL=;f]ln8 sf]/ :Sjfo/ /8sf] lu¦n agfO{ vfS;L nufO{ /]8cS;fO8 tyf cNd'lgod k]G6 ;d]t u/L hf]8\g]
M 3 | b/ ljZn]if0fsf] nflu !) j=dL= lnOPsf]
| ;¦f]t ;fwg | tx÷lsl;d | kl/df0f | PsfO{ | b/ k¦lt PsfO{ | /sd | k¦To]s ;¦f]t ;fwgsf] hDdf
| >lds | s_ l;kfn' | 0.7 | hjfg | 525 | 367.5
|  | v_ HofdL | 0.6 | hjfg | 375 | 225 | 592.5
| lgdf{0f ;fdu¦L | $=% X @) dL=dL kmnfd] kQL] | 28.24 | s]=hL | 115.5 | 3261.72
|  | !@ x !@ dL=dL=;f]ln8 sf]/ :Sjfo/ /8sf] | 215 | s]=hL | 77 | 16555
|  | lu¦n agfO{ hf]8\g] |  |  |  |  | 19816.72
[5 empty] | jf:tljs b//]6 |  | 20409.22
| b/ k¦lt j=dL=sf] |  |  |  | !%Ü 7]s]bf/ cf]e/x]8 |  | 3061.38
| 23470.6 | ?= | 2347.06 | k}= | hDdf b/ /]6 |  | 23470.6
10
gf]6 M ! Jf=dL= Ö @!=%) s]=hL= lnPsf] .
269 | ljleGg ;fO{hsf] kmnfd] PËn km]lj¦s]zg u/L k¦fOd/ k]G6 ;lxt ug]{ sfd .
M 4 | b/ ljZn]if0fsf] nflu !*=($ s]=hL== lnOPsf]
| ;¦f]t ;fwg | tx÷lsl;d | kl/df0f | PsfO{ | b/ k¦lt PsfO{ | /sd | k¦To]s ;¦f]t ;fwgsf] hDdf
| >lds | l;kfn' | 0.687 | hjfg | 525 | 360.67
|  | HofdL | 0.781 | hjfg | 375 | 292.87 | 653.54
| lgdf{0f ;fdu¦L | ;j} k¦sf/sf]
|  | kmnfd] PËn | 18.94 | s]=hL= | 77 | 1458.38
|  | k¦fOd/ k]G6 | - | cGbfhL |  | 110 | 1568.38
[5 empty] | jf:tljs b//]6 |  | 2221.92
| b/ k¦lt s]=hL= sf] |  |  |  | !%Ü 7]s]bf/ cf]e/x]8 |  | 333.28
| 2555.2 | ?= | 134.91 | k}= | hDdf b/ /]6 |  | 2555.2
18.94
270 | kmnfd] 3'Dg] e¥ofË M $Æ–^Æ Ø ;Ddsf] dWod >]0fLsf] sfnf] kfO{k kf]i6 k¦of]u u/L
M 5 | #÷$Æx#÷$Æ sf] :Sjfo/ kfO{k df !!÷$ÆØ sf] dWod >]0fLsf] sfnf] kfO{ksf] x\of08/]n
k¦of]u u/L @Ú–)Æ b]lv @Ú–^Æ rf}8fO{;Ddsf] kmnfd] 3'Dg] e¥ofË cfjZos ;fdu¦Lx? ;lxt
b/ ljZn]if0fsf] nflu !=)) /=ld= lnOPsf]-e¥ofªsf] gfkL ubf{ floor to floor height lng]_
| ;¦f]t ;fwg | tx÷lsl;d | kl/df0f | PsfO{ | b/ k¦lt PsfO{ | /sd | k¦To]s ;¦f]t ;fwgsf] hDdf
| lgdf{0f ;fdu¦L | kmnfd] 3'Dg] e¥ofË | 1 | /=dL= | 7937.6 | 7937.6
| -Hofnf ;lxt_ | [5 empty] | 7937.6
[5 empty] | jf:tljs b//]6 |  | 7937.6
| b/ k¦lt /=dL=sf] |  |  |  | !%Ü 7]s]bf/ cf]e/x]8 |  | 1190.64
| 9128.24 | ?= | 9128.24 | k}= | hDdf b/ /]6 |  | 9128.24
1
271 | kmnfd] /f]lnË ;6/ agfO{ h8fg ug]{ , k]G6LË / Hofnf ;d]t .
M 6 | b/ ljZn]if0fsf] nflu !) j=dL= lnOPsf]
| ;¦f]t ;fwg | tx÷lsl;d | kl/df0f | PsfO{ | b/ k¦lt PsfO{ | /sd | k¦To]s ;¦f]t ;fwgsf] hDdf
| lgdf{0f ;fdu¦L | ;6/ | 10 | j=dL= | 3077.36 | 30773.6
30773.6
[5 empty] | jf:tljs b//]6 |  | 30773.6
| b/ k¦lt j=dL=sf] |  |  |  | !%Ü 7]s]bf/ cf]e/x]8 |  | 4616.04
| 35389.64 | ?= | 3538.96 | k}= | hDdf b/ /]6 |  | 35389.64
10
-gf]6M !^–!* u]hsf] :6«Lk k¦of]u ug]{ u/L lx;fj ul/Psf]_
272 | kmnfd] sf]nfK;Lan u]6 k]lG6Ë / h8fg ;d]t ug]{ .
M 7 | b/ ljZn]if0fsf] nflu !) j=dL= lnOPsf]
| ;¦f]t ;fwg | tx÷lsl;d | kl/df0f | PsfO{ | b/ k¦lt PsfO{ | /sd | k¦To]s ;¦f]t ;fwgsf] hDdf
| lgdf{0f ;fdu¦L | kmnfd] u]6 | 10 | j=dL= | 4379.32 | 43793.2 | 43793.2
[5 empty] | jf:tljs b//]6 |  | 43793.2
| b/ k¦lt j=dL=sf] |  |  |  | !%Ü 7]s]bf/ cf]e/x]8 |  | 6568.98
| 50362.18 | ?= | 5036.21 | k}= | hDdf b/ /]6 |  | 50362.18
10
273 | kmnfd] u]6 !^ u]h -%)X%)X% dL=dL=sf] k¦m]d ;lxt_ agfO{ hf]8\g] /]8 cS;fO8 k]lG6Ë / Hofnf ;d]t .
M 8 | b/ ljZn]if0fsf] nflu !) s]=lh== lnOPsf]
| ;¦f]t ;fwg | tx÷lsl;d | kl/df0f | PsfO{ | b/ k¦lt PsfO{ | /sd | k¦To]s ;¦f]t ;fwgsf] hDdf
| lgdf{0f ;fdu¦L | kmnfd] u]6 | 10 | j=dL= | 5918 | 59180
59180
[5 empty] | jf:tljs b//]6 |  | 59180
| b/ k¦lt j=dL=sf] |  |  |  | !%Ü 7]s]bf/ cf]e/x]8 |  | 8877
| 68057 | ?= | 6805.7 | k}= | hDdf b/ /]6 |  | 68057
10
274 | lh=cfO{=sf9]tf/ -jf/ j]8 jfo/_ nufpg] .
M 9 | b/ ljZn]if0fsf] nflu !)) /=dL= lnOPsf]
| ;¦f]t ;fwg | tx÷lsl;d | kl/df0f | PsfO{ | b/ k¦lt PsfO{ | /sd | k¦To]s ;¦f]t ;fwgsf] hDdf
| >lds | l;kfn' | 1.076 | ;+Vof | 525 | 564.9
|  | HofdL | 5.38 | ;+Vof | 375 | 2017.5 | 2582.4
| lgdf{0f ;fdu¦L | lh=cfO{=sfF9]tf/ | 110 | ld= | 13.24 | 1456.4
-jf/j]8 jfo/_
|  | lsnf x's cflb | cGbfhL |  | – | 185 | 1641.4
[5 empty] | jf:tljs b//]6 |  | 4223.8
| b/ k¦lt /=dL=sf] |  |  |  | !%Ü 7]s]bf/ cf]e/x]8 |  | 633.57
| 4857.37 | ?= | 48.57 | k}= | hDdf b/ /]6 |  | 4857.37
100
275 | # ld6/ b"/Ldf vDaf ufl8 % tx tyf @ j6f 8fouf]gn sf9]tf/ nufpg] sfd .
M 10 | &% dL=dL= X !)) dL=dL= X @=! dL= nfdf] ;fnsf7sf] vDaf k¦of]u ug]{ .
b/ ljZn]if0fsf] nflu #) /=dL= lnOPsf]
| ;¦f]t ;fwg | tx÷lsl;d | kl/df0f | PsfO{ | b/ k¦lt PsfO{ | /sd | k¦To]s ;¦f]t ;fwgsf] hDdf
| >lds | l;kfn' | 1 | ;+Vof | 525 | 525
|  | HofdL | 2 | ;+Vof | 375 | 750 | 1275
| lgdf{0f ;fdu¦L | ;fnsf] sf7 | 0.19 | 3=dL= | 120054 | 22810.26
|  | sfF9]tf/ | 250 | dL= | 38.5 | 9625
|  | o" x's | 77 | ;+Vof | n=;= | 77 | 32512.26
[5 empty] | jf:tljs b//]6 |  | 33787.26
| b/ k¦lt /=dL=sf] |  |  |  | !%Ü 7]s]bf/ cf]e/x]8 |  | 5068.08
| 38855.34 | ?= | 1295.17 | k}= | hDdf b/ /]6 |  | 38855.34
30
gf]6 M ! s]=hL= sfF8]tf/df !) /=dL= x'g] lx;fj ul/Psf] .
276
M 11 | sfnf] kmnfd] kfO{ksf] 6«; agfO{ h8fg ug]{ sfd -k¦fOd/ k]G6 ;lxt_
b/ ljZn]if0fsf] nflu !*=($ s]=hL= lnOPsf]
| ;¦f]t ;fwg | tx÷lsl;d | kl/df0f | PsfO{ | b/ k¦lt PsfO{ | /sd | k¦To]s ;¦f]t ;fwgsf] hDdf
| >lds | l;kfn' | 0.687 | ;+Vof | 525 | 360.67
|  | HofdL | 0.781 | ;+Vof | 375 | 292.87 | 653.54
| lgdf{0f ;fdu¦L | ;j} k¦sf/sf]
sfnf] kfO{k
|  | jgfO{ hf]8\g] | 18.94 | s]=hL= | 71.5 | 1354.21
|  | k¦fOd/ k]G6 | cGbfhL | – | – | 110 | 1464.21
[5 empty] | jf:tljs b//]6 |  | 2117.75
| b/ k¦lt s]]=hL=sf] |  |  |  | !%Ü 7]s]bf/ cf]e/x]8 |  | 317.66
| 2435.41 | ?= | 128.58 | k}= | hDdf b/ /]6 |  | 2435.41
18.94
277 | %) dL=dL= Ø sf] sfnf] kmnfd] kfO{k kf]i6 @ dL6/ b"/Ldf @)x@)x$ dL=dL=/
M 12 | @% x @% x $ dL=dL= ;fO{hsf] kmnfd] PËn k¦m]dsf] ljrdf !) S.W.G.G. I. Chain Link @Æx@Æ sf] d]; ;fOh hfnL
h8fg ug]{ / # x @) sf] kmnfd] kftfsf] lu¦n )=!% dL= cUnf] agfO{ dfly h8fg u/L
km]lj¦s]zg u/L k¦fOd/ k]G6 ;lxt ;Dk"0f{ sfo{ .
b/ ljZn]if0fsf] nflu !) J.=dL= lnOPsf]
| ;¦f]t ;fwg | tx÷lsl;d | kl/df0f | PsfO{ | b/ k¦lt PsfO{ | /sd | k¦To]s ;¦f]t ;fwgsf] hDdf
| >lds | l;kfn' | 7 | hjfg | 525 | 3675
|  | HofdL | 5 | hjfg | 375 | 1875 | 5550
| lgdf{0f ;fdu¦L | %) dL=dL=Ø kf]i6 | 35.51 | s]=hL= | 154 | 5468.54
|  | @%x@%x$ dL=dL= PËn | 32.06 | s]=hL= | 77 | 2468.62
|  | @)x@)x$ dL=dL=PËn | 25.19 | s]=hL= | 77 | 1939.63
|  | kmnfd] kftfsf] lu¦n #x@) dL=dL= | 14.76 | s]=hL= | 115.5 | 1704.78
|  | !) S.W.G.G. I. Chain Link @Æx@Æ sf] d]; ;fOh | 10 | j=dL= | 226 | 2260 | 13841.57
[5 empty] | k¦mflj¦s]zg !%Ü |  | 2076.2355
[5 empty] | jf:tljs b//]6 |  | 21467.8055
| b/ k¦lt j=dL=sf] |  |  |  | !%Ü 7]s]bf/ cf]e/x]8 |  | 3220.17
| 24687.9755 | ?= | 2468.79 | k}= | hDdf b/ /]6 |  | 24687.9755
10
278 | %) dL=dL= Ø sf] sfnf] kmnfd] kfO{k kf]i6 @ dL6/ b"/Ldf
M 13 | @% x @% x $ dL=dL= ;fO{hsf] kmnfd] PËn k¦m]ddf & dL=dL=Ø kmnfd] 808Lsf] 8fouf]gnL hfnL
^@ x ^@ dL=dL= ;fOhdf h8fg ug]{ / #x@) sf] kmnfd] kftfsf] lu¦n )=!% dL= cUnf] agfO{ dfly h8fg u/L
km]lj¦s]zg u/L k¦fOd/ k]G6 ;lxt ;Dk"0f{ sfo{ .
b/ ljZn]if0fsf] nflu !) J.=dL= lnOPsf]
| ;¦f]t ;fwg | tx÷lsl;d | kl/df0f | PsfO{ | b/ k¦lt PsfO{ | /sd | k¦To]s ;¦f]t ;fwgsf] hDdf
| >lds | l;kfn' | 7 | hjfg | 525 | 3675
|  | HofdL | 5 | hjfg | 375 | 1875 | 5550
| lgdf{0f ;fdu¦L | %) dL=dL=Ø kf]i6 | 35.51 | s]=hL= | 154 | 5468.54
|  | @%x@%x$ dL=dL= PËn | 32.06 | s]=hL= | 77 | 2468.62
|  | kmnfd] kftfsf] lu¦n #x@) dL=dL= | 14.76 | s]=hL= | 115.5 | 1704.78
|  | & dL=dL= kmnfd] 808L | 66.49 | s]=hL= | 80.8 | 5372.39 | 15014.33
[5 empty] | k¦mflj¦s]zg !%Ü |  | 2252.1495
[5 empty] | jf:tljs b//]6 |  | 22816.4795
| b/ k¦lt j=dL=sf] |  |  |  | !%Ü 7]s]bf/ cf]e/x]8 |  | 3422.47
| 26238.9495 | ?= | 2623.895 | k}= | hDdf b/ /]6 |  | 26238.9495
10
279 | %) dL=dL=Aof;sf] :6]Gn];l:6nsf] x\of08/]ndf @ ld6/sf] b"/Ldf %) dL=dL=Aof;sf] :6]Gn];l:6ns} 7f8f] kf]i6 /fvL x\of08/]n / e"O+sf] aLrdf tLg tx t];f]{ @% dL=dL=Aof;sf] :6]Gn];l:6nsf] d]Da/ /fvL @Ú–^Æ b]lv #Ú–)Æ ;Dd prfO{ ePsf] /]lnË pknAw u/fO{ h8fg u/L /+u ;d]t nufpg] sfd .
b/ ljZn]if0fsf] nflu ! /=dL= lnOPsf]
| ;¦f]t ;fwg | tx÷lsl;d | kl/df0f | PsfO{ | b/ k¦lt PsfO{ | /sd | k¦To]s ;¦f]t ;fwgsf] hDdf
| lgdf{0f ;fdu¦L | %) dL=dL=Aof;sf] :6]Gn];l:6nsf] kfO{ksf] Xof08/]n h8fg ug]{ sfo{ | 1 | /=dL= | 3542.4 | 3542.4 | 3542.4
[5 empty] | jf:tljs b//]6 |  | 3542.4
| b/ k¦lt /=ld=sf] |  |  |  | !%Ü 7]s]bf/ cf]e/x]8 |  | 531.36
?= | 4073.76 | k}= |  |  | hDdf b/ /]6 |  | 4073.76
280 | #* dL=dL=Aof;sf] :6]Gn];l:6nsf] x\of08/]ndf @ ld6/sf] b"/Ldf #* dL=dL=Aof;sf] :6]Gn];l:6ns} 7f8f] kf]i6 /fvL x\of08/]n / e"O+sf] aLrdf b'O{ tx t];f]{ @% dL=dL=Aof;sf] :6]Gn];l:6nsf] d]Da/ /fvL /]lnË agfO{ h8fg u/L /+u ;d]t nufpg] sfd .
M 15
b/ ljZn]if0fsf] nflu !) x )=(!%= (=!% j=dL= lnOPsf]
| ;¦f]t ;fwg | tx÷lsl;d | kl/df0f | PsfO{ | b/ k¦lt PsfO{ | /sd | k¦To]s ;¦f]t ;fwgsf] hDdf
| >lds | l;kfn' | 7.78 | hjfg | 525 | 4084.5
|  | HofdL | 11.35 | hjfg | 375 | 4256.25 | 8340.75
| lgdf{0f ;fdu¦L | #* dL=dL= :6Ln kfOk | 15.49 | dL= | 332 | 5142.68
|  | @% dL=dL= :6Ln kfO{k | 20 | dL= | 215 | 4300
|  | :6]Gn];l:6nsf] kfO{kdf UofF; j]lN8ª / k]l6Ë ug]{ . | – | cGbfhL | 0 | 500 | 9942.68
[5 empty] | jf:tljs b//]6 |  | 18283.43
| b/ k¦lt j=dL=sf] |  |  |  | !%Ü 7]s]bf/ cf]e/x]8 |  | 2742.51
| 21025.94 | ?= | 2297.9169 | k}= | hDdf b/ /]6 |  | 21025.94
9.15
281 | !%X!% ;]=dL= ;fOhsf] lzzf} sf7sf] kf]i6 tyf #ÆX#Æ ;fO{hsf] an':6/ /fvL #ÆX$Æ ;fO{hsf] lzzf}sf] Xof08/]n agfO{ h8fg ug]{ sfd .
M 16
b/ ljZn]if0fsf] nflu ( j=dL= lnOPsf]
| ;¦f]t ;fwg | tx÷lsl;d | kl/df0f | PsfO{ | b/ k¦lt PsfO{ | /sd | k¦To]s ;¦f]t ;fwgsf] hDdf
| >lds | l;kfn' | 5.27 | hjfg | 525 | 2766.75
|  | HofdL | 0.52 | hjfg | 375 | 195 | 2961.75
| lgdf{0f ;fdu¦L | lzzf} sf7 | 0.329 | 3=dL= | 52965 | 17425.48 | 17425.48
[5 empty] | jf:tljs b//]6 |  | 20387.23
| b/ k¦lt j=dL=sf] |  |  |  | !%Ü 7]s]bf/ cf]e/x]8 |  | 3058.08
| 23445.31 | ?= | 2605.0344 | k}= | hDdf b/ /]6 |  | 23445.31
9
282 | !%X!% ;]=dL= ;fOhsf] ;fn sf7sf] kf]i6 tyf #ÆX#Æ ;fO{hsf] an':6/ /fvL #ÆX$Æ ;fO{hsf] ;fnsf] Xof08/]n agfO{ h8fg ug]{ sfd .
M 16
b/ ljZn]if0fsf] nflu ( j=dL= lnOPsf]
| ;¦f]t ;fwg | tx÷lsl;d | kl/df0f | PsfO{ | b/ k¦lt PsfO{ | /sd | k¦To]s ;¦f]t ;fwgsf] hDdf
| >lds | l;kfn' | 5.27 | hjfg | 525 | 2766.75
|  | HofdL | 0.52 | hjfg | 375 | 195 | 2961.75
| lgdf{0f ;fdu¦L | ;fnsf] sf7 | 0.329 | 3=dL= | 126056.7 | 41472.65 | 41472.65
[5 empty] | jf:tljs b//]6 |  | 44434.4
| b/ k¦lt j=dL=sf] |  |  |  | !%Ü 7]s]bf/ cf]e/x]8 |  | 6665.16
| 51099.56 | ?= | 5677.7289 | k}= | hDdf b/ /]6 |  | 51099.56
9
283 | lzzf} sf7sf] #ÆX $Æ;fO{hsf] Xof08/]n agfO{ lkml6Ë ug]{ sfd .
M 17
b/ ljZn]if0fsf] nflu ! dL= lnOPsf]
| ;¦f]t ;fwg | tx÷lsl;d | kl/df0f | PsfO{ | b/ k¦lt PsfO{ | /sd | k¦To]s ;¦f]t ;fwgsf] hDdf
| lgdf{0f ;fdu¦L | e¥ofËsf] /]lnË tyf afb{nL cflbdf s'FlbPsf] ;L;f} sf7sf] x]08 /]n (3"x4") | 1 | /=dL= | 1713.8 | 1713.8 | 1713.8
[5 empty] | jf:tljs b//]6 |  | 1713.8
| b/ k¦lt dL=sf] |  |  |  | !%Ü 7]s]bf/ cf]e/x]8 |  | 257.07
?= | 1970.87 | k}= |  |  | hDdf b/ /]6 |  | 1970.87
284 | dfn;fdfg pknAw u/L @) ld=ld= df]6fO{sf] l;;f} sf7sf] l;lnË nufpg] sfd .
N 1 | $) X @) dL=dL= ljl8Ë HjfO{G6df nufpg] ;d]t .
b/ ljZn]if0fsf] nflu !) j=ld= lnOPsf]
| ;¦f]t ;fwg | tx÷lsl;d | kl/df0f | PsfO{ | b/ k¦lt PsfO{ | /sd | k¦To]s ;¦f]t ;fwgsf] hDdf
| >lds | s_ l;kfn' | 1.8 | hjfg | 525 | 945
|  | v_ HofdL | 1.5 | hjfg | 375 | 562.5 | 1507.5
| lgdf{0f ;fdu¦L | l;;f} sf7 | 0.26 | 3=dL= | 52965 | 13770.9
|  | lsnf | 0.4 | s]=hL= | 99 | 39.6
|  | $) ldld :qm' | 160 | ;+Vof | 1.87 | 299.2 | 14109.7
[5 empty] | jf:tljs b//]6 |  | 15617.2
| b/ k¦lt j=dL=sf] |  |  |  | !%Ü 7]s]bf/ cf]e/x]8 |  | 2342.58
| 17959.78 | ?= | 1795.97 | k}= | hDdf b/ /]6 |  | 17959.78
10
285
N 2 | dfn;fdfg pknAw u/L !( ld=ld= df]6fO{sf] KnfO{ jf]8{sf] l;lnË nufpg] sfd .
b/ ljZn]if0fsf] nflu !) j=ld= lnOPsf]
| ;¦f]t ;fwg | tx÷lsl;d | kl/df0f | PsfO{ | b/ k¦lt PsfO{ | /sd | k¦To]s ;¦f]t ;fwgsf] hDdf
| >lds | s_ l;kfn' | 2 | hjfg | 525 | 1050
|  | v_ HofdL | 2 | hjfg | 375 | 750 | 1800
| lgdf{0f ;fdu¦L | !( dL=dL=KnfO{ jf]8{ | 10.5 | j=dL= | 763.96 | 8021.58
|  | l;;f} sf7sf] ljl8Ë | 0.03 | 3=dL= | 52965 | 1588.95
|  | %) ldld :qm' | 70 | ;+Vof | 5.78 | 404.6
|  | ^) ldld :qm' | 160 | ;+Vof | 6.05 | 968
|  | %) ldld lsnf | 0.36 | s]=hL= | 99 | 35.64 | 11018.77
[5 empty] | jf:tljs b//]6 |  | 12818.77
| b/ k¦lt j=dL=sf] |  |  |  | !%Ü 7]s]bf/ cf]e/x]8 |  | 1922.81
| 14741.58 | ?= | 1474.15 | k}= | hDdf b/ /]6 |  | 14741.58
10
286 | #*X&% dL=dL= ;fO{hsf] cu¦fv sf7sf] )=^!X)=(!% dL=sf] sf]7f -k¦m]d_ agfO{
N 3 | b'j} tkm{ # dL= dL= sdl;{on KnfO{p8 nufO{ hf]gL{df sf7sf] ln:6L 7f]sL sf7jf/ nufpg sfd .
b/ ljZn]if0fsf] nflu #%=%* j=ld= lnOPsf]
| ;¦f]t ;fwg | tx÷lsl;d | kl/df0f | PsfO{ | b/ k¦lt PsfO{ | /sd | k¦To]s ;¦f]t ;fwgsf] hDdf
| >lds | s_ l;kfn' | 23 | hjfg | 525 | 12075
|  | v_ HofdL | 2.3 | hjfg | 375 | 862.5 | 12937.5
| lgdf{0f ;fdu¦L | cu¦fv sf7 | 0.35 | 3=dL= | 120054 | 42018.9
|  | # dL=dL= sdl;{on KnfOp8 | 75 | j=dL= | 156.02 | 11701.5
|  | ln:6L | – | cGbfhL | 1250 | 1250
|  | lsnf | – | cGbfhL | 125 | 125 | 55095.4
[5 empty] | jf:tljs b//]6 |  | 68032.9
| b/ k¦lt j=dL=sf] |  |  |  | !%Ü 7]s]bf/ cf]e/x]8 |  | 10204.93
| 78237.83 | ?= | 2198.92 | k}= | hDdf b/ /]6 |  | 78237.83
35.58
287 | #*X&% dL=dL= ;fO{hsf] cu¦fv sf7sf] )=^!X)=(!% dL=sf] sf]7f -k¦m]d_ agfO{
N 6 | !( dL= dL= cu¦fv sf7sf] kmNofs b'j} tkm{ Nofk HjfOG6df 7f]sL sf7jf/ nufpg sfd .
b/ ljZn]if0fsf] nflu #%=%* j=ld= lnOPsf]
| ;¦f]t ;fwg | tx÷lsl;d | kl/df0f | PsfO{ | b/ k¦lt PsfO{ | /sd | k¦To]s ;¦f]t ;fwgsf] hDdf
| >lds | s_ l;kfn' | 30 | hjfg | 525 | 15750
|  | v_ HofdL | 3 | hjfg | 375 | 1125 | 16875
| lgdf{0f ;fdu¦L | cu¦fv sf7 | 1.767 | 3=dL= | 120054 | 212135.41
|  | ln:6L | – | cGbfhL | 1250 | 1250
|  | lsnf | – | cGbfhL | 125 | 125 | 213510.41
[5 empty] | jf:tljs b//]6 |  | 230385.41
| b/ k¦lt j=dL=sf] |  |  |  | !%Ü 7]s]bf/ cf]e/x]8 |  | 34557.81
| 264943.22 | ?= | 7448.92 | k}= | hDdf b/ /]6 |  | 264943.22
35.568
288 | %)X&% dL=dL= ;fO{hsf] cu¦fv sf7sf] )=^)X)=() dL=sf] sf]7f -k¦m]d_ agfO{
N 7 | ^ dL= dL= jf6/k¦'km KnfOp8sf] kmN; l;lnË 7f]Sg]] sfd .
b/ ljZn]if0fsf] nflu #%=%* j=ld= lnOPsf]
| ;¦f]t ;fwg | tx÷lsl;d | kl/df0f | PsfO{ | b/ k¦lt PsfO{ | /sd | k¦To]s ;¦f]t ;fwgsf] hDdf
| >lds | s_ l;kfn' | 23 | hjfg | 525 | 12075
|  | v_ HofdL | 2.3 | hjfg | 375 | 862.5 | 12937.5
| lgdf{0f ;fdu¦L | cu¦fv sf7 | 0.45 | 3=dL= | 120054 | 54024.3
|  | ^ dL=dL= jf6/k¦'k KnfO{p8 | 37.5 | j=dL= | 451.92 | 16947
|  | ln:6L | – | cGbfhL | 1250 | 1250
|  | lsnf | – | cGbfhL | 125 | 125 | 72346.3
[5 empty] | jf:tljs b//]6 |  | 85283.8
| b/ k¦lt j=dL=sf] |  |  |  | !%Ü 7]s]bf/ cf]e/x]8 |  | 12792.57
| 98076.37 | ?= | 2756.5 | k}= | hDdf b/ /]6 |  | 98076.37
35.58
&% X &% dL=dL= ;fO{hsf] cu¦fv sf7sf] !=&! X !=*^ dL=sf] sf]7fdf %) X &% dL=dL= ;fO{hsf]
289 | ;fnsf] sf7n] qm; kfl6{;g u/L !@ dL=dL=sdl;{on KnfO{p8df Psftkm{ $ dL=dL=sf]
N 8 | l6s KnfO{p8 n]ldg];g u/L hf]lt{df sf7sf] lni6L nufO{ kfl6{;g ug]{ .
!)–! | b/ ljZn]if0fsf] nflu (=&% X #=^% Ö #%=%* j=ld= lnOPsf]
| ;¦f]t ;fwg | tx÷lsl;d | kl/df0f | PsfO{ | b/ k¦lt PsfO{ | /sd | k¦To]s ;¦f]t ;fwgsf] hDdf
| >lds | s_ l;kfn' | 4.26 | hjfg | 525 | 2236.5
|  | v_ HofdL | 0.426 | hjfg | 375 | 159.75 | 2396.25
| lgdf{0f ;fdu¦L | cu¦fv sf7sf] | 0.5 | 3=dL= | 120054 | 60027
|  | !@ dL=dL= KnfO{p8 | 31.54 | j=dL= | 521.86 | 16459.46
|  | $ dL=dL=l6s KnfO{ | 31.54 | j=dL= | 306.66 | 9672.05
|  | ud | 1 | s]=hL | 220 | 220
|  | lni6L | 149.6 | /=dL= | 39.36 | 5888.25
|  | lsnf | 3 | kfs]6 | 40 | 120 | 92386.76
[5 empty] | jf:tljs b//]6 |  | 94783.01
| b/ k¦lt j=dL=sf] |  |  |  | !%Ü 7]s]bf/ cf]e/x]8 |  | 14217.45
| 109000.46 | ?= | 3063.5318 | k}= | hDdf b/ /]6 |  | 109000.46
35.58
&% X &% dL=dL= ;fO{hsf] cu¦fv sf7sf] !=&! X !=*^ dL=sf] sf]7fdf %) X &% dL=dL= ;fO{hsf]
290 | ;fnsf] sf7n] qm; kfl6{;g u/L !@ dL=dL=sdl;{on KnfO{p8df b'a}tkm{ $ dL=dL=sf]
!)–!@ | l6s KnfO{p8 n]ldg];g u/L hf]lt{df sf7sf] lni6L nufO{ kfl6{;g ug]{ .
N 9 | b/ ljZn]if0fsf] nflu (=&% X #=^% Ö #%=%* j=ld= lnOPsf]
| ;¦f]t ;fwg | tx÷lsl;d | kl/df0f | PsfO{ | b/ k¦lt PsfO{ | /sd | k¦To]s ;¦f]t ;fwgsf] hDdf
| >lds | s_ l;kfn' | 6.39 | hjfg | 525 | 3354.75
|  | v_ HofdL | 0.639 | hjfg | 375 | 239.62 | 3594.37
| lgdf{0f ;fdu¦L | cu¦fv sf7 | 0.5 | 3=dL= | 120054 | 60027
|  | !@ dL=dL= KnfO{p8 | 31.54 | j=dL= | 521.86 | 16459.46
|  | $ dL=dL=l6s KnfO{ | 63.08 | j=dL= | 306.66 | 19344.11
|  | ud | 2 | s]=hL | 220 | 440
|  | lni6L | 149.6 | /=dL= | 39.36 | 5888.25
|  | lsnf | 3 | kfs]6 | 40 | 120 | 102278.82
[5 empty] | jf:tljs b//]6 |  | 105873.19
| b/ k¦lt j=dL=sf] |  |  |  | !%Ü 7]s]bf/ cf]e/x]8 |  | 15880.97
| 121754.16 | ?= | 3421.9831 | k}= | hDdf b/ /]6 |  | 121754.16
35.58
291
N 10 | dfn;fdfg pknAw u/L lh=cfO{=k¦m]ddf lhD;d jf]8{sf]
l8hfOg kmN; l;lnË nufpg] sfd -cf/=l;=l;= 5td'lg_
b/ ljZn]if0fsf] nflu !Jf= dL= lnOPsf]
| ;¦f]t ;fwg | tx÷lsl;d | kl/df0f | PsfO{ | b/ k¦lt PsfO{ | /sd | k¦To]s ;¦f]t ;fwgsf] hDdf
| lgdf{0f ;fdu¦L | lhk af]8{ l8hfOg kmN;\l;lnËsf]
| -Hofnf ;lxt_ | sfd k'/f | 1 | j=dL= | 1022.2 | 1022.2 | 1022.2
[5 empty] | jf:tljs b//]6 |  | 1022.2
| b/ /]6 k¦lt j= dL=sf] |  |  |  | !%Ü 7]s]bf/ cf]e/x]8 |  | 153.33
?= | 1175.53 | k}= |  |  | hDdf b/ /]6 |  | 1175.53
292
N 11 | dfn;fdfg pknAw u/L lh=cfO{=k¦m]ddf lhD;d jf]8{sf]
;fwf/0f kmN; l;lnË nufpg] sfd -cf/=l;=l;= 5td'lg_
b/ ljZn]if0fsf] nflu ! Jf= dL= lnOPsf]
| ;¦f]t ;fwg | tx÷lsl;d | kl/df0f | PsfO{ | b/ k¦lt PsfO{ | /sd | k¦To]s ;¦f]t ;fwgsf] hDdf
| lgdf{0f ;fdu¦L | lhk af]8{ ;fwf/0f kmN;\l;lnËsf]
| -Hofnf ;lxt_ | sfd k'/f | 1 | j=dL= | 699.4 | 699.4 | 699.4
[5 empty] | jf:tljs b//]6 |  | 699.4
| b/ /]6 k¦lt j= dL=sf] |  |  |  | !%Ü 7]s]bf/ cf]e/x]8 |  | 104.91
?= | 804.31 | k}= |  |  | hDdf b/ /]6 |  | 804.31
293
N 12 | dfn;fdfg pknAw u/L lh=cfO{=k¦m]ddf d]6fnfOH8 kf]lnP6/ nfldg]6]8 jf]8{sf]
l;lnË nufpg] sfd -ss{t kftfsf] 5fgfd'lg_
b/ ljZn]if0fsf] nflu ! Jf= dL= lnOPsf]
| ;¦f]t ;fwg | tx÷lsl;d | kl/df0f | PsfO{ | b/ k¦lt PsfO{ | /sd | k¦To]s ;¦f]t ;fwgsf] hDdf
| lgdf{0f ;fdu¦L | l8hfOg Pd=lk=Pn= l;lnËsf]
| -Hofnf ;lxt_ | sfd k'/f | 1 | j=dL= | 1054.48 | 1054.48 | 1054.48
[5 empty] | jf:tljs b//]6 |  | 1054.48
| b/ /]6 k¦lt j= dL=sf] |  |  |  | !%Ü 7]s]bf/ cf]e/x]8 |  | 158.17
?= | 1212.65 | k}= |  |  | hDdf b/ /]6 |  | 1212.65
294
N 12 | dfn;fdfg pknAw u/L lh=cfO{=k¦m]ddf ;fwf/0f d]6fnfOH8 kf]lnP6/ nfldg]6]8 jf]8{sf]
l;lnË nufpg] sfd -ss{t kftfsf] 5fgfd'lg_
b/ ljZn]if0fsf] nflu !) Jf= dL= lnOPsf]
| ;¦f]t ;fwg | tx÷lsl;d | kl/df0f | PsfO{ | b/ k¦lt PsfO{ | /sd | k¦To]s ;¦f]t ;fwgsf] hDdf
| lgdf{0f ;fdu¦L | ;fwf/0f Pd=lk=Pn= l;lnËsf]
| -Hofnf ;lxt_ | sfd k'/f | 1 | j=dL= | 925.36 | 925.36 | 925.36
[5 empty] | jf:tljs b//]6 |  | 925.36
| b/ /]6 k¦lt j= dL=sf] |  |  |  | !%Ü 7]s]bf/ cf]e/x]8 |  | 138.8
?= | 1064.16 | k}= |  |  | hDdf b/ /]6 |  | 1064.16
295
N 14 | dfn;fdfg pknAw u/L ^ dL=dL= afSnf] km\nf]S; cf]– jf]8{
-jf6/k¦'km l;d]G6 af]8{_ sf] kmN; l;lnË nufpg] sfd
b/ ljZn]if0fsf] nflu !) Jf= dL= lnOPsf]
| ;¦f]t ;fwg | tx÷lsl;d | kl/df0f | PsfO{ | b/ k¦lt PsfO{ | /sd | k¦To]s ;¦f]t ;fwgsf] hDdf
| lgdf{0f ;fdu¦L | km\n]S; cf]–jf]8{ l;lnËsf]
| -Hofnf ;lxt_ | sfd k'/f | 1 | j=dL= | 344.32 | 344.32 | 344.32
[5 empty] | jf:tljs b//]6 |  | 344.32
| b/ /]6 k¦lt j= dL=sf] |  |  |  | !%Ü 7]s]bf/ cf]e/x]8 |  | 51.64
?= | 395.96 | k}= |  |  | hDdf b/ /]6 |  | 395.96
296 | Supplying and fitting Aluminium fixed panel window with Ventilation but without fly mesh shutter from section (88 x38.1x1.3)mm and 5mm glass.
b/ ljZn]if0fsf] nflu ! Jf= dL= lnOPsf]
| ;¦f]t ;fwg | tx÷lsl;d | kl/df0f | PsfO{ | b/ k¦lt PsfO{ | /sd | k¦To]s ;¦f]t ;fwgsf] hDdf
| lgdf{0f ;fdu¦L | cfNd'lgodsf
| -Hofnf ;lxt_ | fixed panel window with Ventilation but without fly mesh shutter sf | 1 | j=dL= | 4734.4 | 4734.4
|  | ;fdfg |  |  |  |  | 4734.4
[5 empty] | jf:tljs b//]6 |  | 4734.4
| b/ /]6 k¦lt j= dL=sf] |  |  |  | !%Ü 7]s]bf/ cf]e/x]8 |  | 710.16
?= | 5444.56 | k}= |  |  | hDdf b/ /]6 |  | 5444.56
297 | Supplying and fitting Aluminium fixed panel window with Ventilation but with fly mesh shutter from section (88 x38.1x1.3)mm and 5mm glass.
b/ ljZn]if0fsf] nflu ! Jf= dL= lnOPsf]
| ;¦f]t ;fwg | tx÷lsl;d | kl/df0f | PsfO{ | b/ k¦lt PsfO{ | /sd | k¦To]s ;¦f]t ;fwgsf] hDdf
| lgdf{0f ;fdu¦L | cfNd'lgodsf
| -Hofnf ;lxt_ | fixed panel window with Ventilation but with fly mesh shutter | 1 | j=dL= | 5089.48 | 5089.48 | 5089.48
[5 empty] | jf:tljs b//]6 |  | 5089.48
| b/ /]6 k¦lt j= dL=sf] |  |  |  | !%Ü 7]s]bf/ cf]e/x]8 |  | 763.42
?= | 5852.9 | k}= |  |  | hDdf b/ /]6 |  | 5852.9
298
Supplying and fitting Aluminium sliding window without Ventilator from section (101 x45x1.50)mm and 5mm glass.
b/ ljZn]if0fsf] nflu ! Jf= dL= lnOPsf]
| ;¦f]t ;fwg | tx÷lsl;d | kl/df0f | PsfO{ | b/ k¦lt PsfO{ | /sd | k¦To]s ;¦f]t ;fwgsf] hDdf
| lgdf{0f ;fdu¦L | cfNd'lgodsf
| -Hofnf ;lxt_ | sliding window without Ventilator | 1 | j=dL= | 4971.12 | 4971.12 | 4971.12
sf ;/;fdfgx?
[5 empty] | jf:tljs b//]6 |  | 4971.12
| b/ /]6 k¦lt j= dL=sf] |  |  |  | !%Ü 7]s]bf/ cf]e/x]8 |  | 745.66
?= | 5716.78 | k}= |  |  | hDdf b/ /]6 |  | 5716.78
299
Supplying and fitting Aluminium sliding window with Ventilator from section (101 x45x1.50)mm and 5mm glass.
b/ ljZn]if0fsf] nflu ! Jf= dL= lnOPsf]
| ;¦f]t ;fwg | tx÷lsl;d | kl/df0f | PsfO{ | b/ k¦lt PsfO{ | /sd | k¦To]s ;¦f]t ;fwgsf] hDdf
| cfNd'lgodsf | cfNd'lgodsf
| lgdf{0f ;fdu¦L | sliding window with Ventilator
| -Hofnf ;lxt_ | sf ;/;fdfgx? | 1 | j=dL= | 5326.2 | 5326.2
|  | / P]gf |  |  |  |  | 5326.2
[5 empty] | jf:tljs b//]6 |  | 5326.2
| b/ /]6 k¦lt j= dL=sf] |  |  |  | !%Ü 7]s]bf/ cf]e/x]8 |  | 798.93
?= | 6125.13 | k}= |  |  | hDdf b/ /]6 |  | 6125.13
300
Supplying and fitting Aluminium sliding door section (101 x45 x1.5)mm with sash 40x45x1.5mm and 5mm glass.
b/ ljZn]if0fsf] nflu ! Jf= dL= lnOPsf]
| ;¦f]t ;fwg | tx÷lsl;d | kl/df0f | PsfO{ | b/ k¦lt PsfO{ | /sd | k¦To]s ;¦f]t ;fwgsf] hDdf
| cfNd'lgodsf | cfNd'lgodsf
| lgdf{0f ;fdu¦L | sliding door
| -Hofnf ;lxt_ | with sash | 1 | j=dL= | 5562.92 | 5562.92
|  | sf ;fdfg |  |  |  |  | 5562.92
[5 empty] | jf:tljs b//]6 |  | 5562.92
| b/ /]6 k¦lt j= dL=sf] |  |  |  | !%Ü 7]s]bf/ cf]e/x]8 |  | 834.43
?= | 6397.35 | k}= |  |  | hDdf b/ /]6 |  | 6397.35
301 | Supplying and fitting Casement double panel aluminum windows with Ventilation section of (54x33x1.5)mm with sash 38x34x1.5mm and 5mm glass.
b/ ljZn]if0fsf] nflu ! Jf= dL= lnOPsf]
| ;¦f]t ;fwg | tx÷lsl;d | kl/df0f | PsfO{ | b/ k¦lt PsfO{ | /sd | k¦To]s ;¦f]t ;fwgsf] hDdf
| cfNd'lgodsf | cfNd'lgodsf
| lgdf{0f ;fdu¦L | Casement double panel
| -Hofnf ;lxt_ | windows with Ventilation | 1 | j=dL= | 4734.4 | 4734.4
|  | sf ;/;fdfg |  |  |  |  | 4734.4
[5 empty] | jf:tljs b//]6 |  | 4734.4
| b/ /]6 k¦lt j= dL=sf] |  |  |  | !%Ü 7]s]bf/ cf]e/x]8 |  | 710.16
?= | 5444.56 | k}= |  |  | hDdf b/ /]6 |  | 5444.56
302 | Supplying and fitting Aluminium casement door section of (101 x45 x1.5)mm sash 40x45x1.5mm & 5mm glass.
b/ ljZn]if0fsf] nflu ! Jf= dL= lnOPsf]
| ;¦f]t ;fwg | tx÷lsl;d | kl/df0f | PsfO{ | b/ k¦lt PsfO{ | /sd | k¦To]s ;¦f]t ;fwgsf] hDdf
| cfNd'lgodsf | cfNd'lgodsf
| lgdf{0f ;fdu¦L | Casement door
| -Hofnf ;lxt_ | sash sf ;/;fdfg | 1 | j=dL= | 5799.64 | 5799.64 | 5799.64
[5 empty] | jf:tljs b//]6 |  | 5799.64
| b/ /]6 k¦lt j= dL=sf] |  |  |  | !%Ü 7]s]bf/ cf]e/x]8 |  | 869.94
?= | 6669.58 | k}= |  |  | hDdf b/ /]6 |  | 6669.58
303
Supplying and fitting Aluminium swing door section of (101 x45 x1.5)mm & 5mm glass.
b/ ljZn]if0fsf] nflu ! Jf= dL= lnOPsf]
| ;¦f]t ;fwg | tx÷lsl;d | kl/df0f | PsfO{ | b/ k¦lt PsfO{ | /sd | k¦To]s ;¦f]t ;fwgsf] hDdf
| cfNd'lgodsf | cfNd'lgodsf
| lgdf{0f ;fdu¦L | swing door
| -Hofnf ;lxt_ | sf ;/;fdfg | 1 | j=dL= | 5799.64 | 5799.64 | 5799.64
[5 empty] | jf:tljs b//]6 |  | 5799.64
| b/ /]6 k¦lt j= dL=sf] |  |  |  | !%Ü 7]s]bf/ cf]e/x]8 |  | 869.94
?= | 6669.58 | k}= |  |  | hDdf b/ /]6 |  | 6669.58
304
Supplying and fitting Aluminium sliding window 2 track section of (88 x38x1.5)mm & 5mm glass.
b/ ljZn]if0fsf] nflu ! Jf= dL= lnOPsf]
| ;¦f]t ;fwg | tx÷lsl;d | kl/df0f | PsfO{ | b/ k¦lt PsfO{ | /sd | k¦To]s ;¦f]t ;fwgsf] hDdf
| cfNd'lgodsf | cfNd'lgodsf
| lgdf{0f ;fdu¦L | sliding window 2 track
| -Hofnf ;lxt_ | sf ;/;fdfg | 1 | j=dL= | 4497.68 | 4497.68
4497.68
[5 empty] | jf:tljs b//]6 |  | 4497.68
| b/ /]6 k¦lt j= dL=sf] |  |  |  | !%Ü 7]s]bf/ cf]e/x]8 |  | 674.65
?= | 5172.33 | k}= |  |  | hDdf b/ /]6 |  | 5172.33
305
Supplying and fitting Aluminium fixed window and partition with fixed ventilator from 9mm board and section (101 x45x1.5)
b/ ljZn]if0fsf] nflu ! Jf= dL= lnOPsf]
| ;¦f]t ;fwg | tx÷lsl;d | kl/df0f | PsfO{ | b/ k¦lt PsfO{ | /sd | k¦To]s ;¦f]t ;fwgsf] hDdf
| cfNd'lgodsf | cfNd'lgodsf
| lgdf{0f ;fdu¦L | fixed window and partition with
| -Hofnf ;lxt_ | fixed ventilator from 9mm board | 1 | j=dL= | 4497.68 | 4497.68
|  | sf ;/;fdfg |  |  |  |  | 4497.68
[5 empty] | jf:tljs b//]6 |  | 4497.68
| b/ /]6 k¦lt j= dL=sf] |  |  |  | !%Ü 7]s]bf/ cf]e/x]8 |  | 674.65
?= | 5172.33 | k}= |  |  | hDdf b/ /]6 |  | 5172.33
306
Supplying and fitting Aluminium partition with 5mm thick glass and 9mm thick laminated board of section (101 x45x1.1)
b/ ljZn]if0fsf] nflu ! Jf= dL= lnOPsf]
| ;¦f]t ;fwg | tx÷lsl;d | kl/df0f | PsfO{ | b/ k¦lt PsfO{ | /sd | k¦To]s ;¦f]t ;fwgsf] hDdf
| cfNd'lgodsf | cfNd'lgodsf
| lgdf{0f ;fdu¦L | partition with 5mm thick glass
| -Hofnf ;lxt_ | and 9mm thick laminated board | 1 | j=dL= | 4497.68 | 4497.68
|  | sf ;/;fdfg |  |  |  |  | 4497.68
[5 empty] | jf:tljs b//]6 |  | 4497.68
| b/ /]6 k¦lt j= dL=sf] |  |  |  | !%Ü 7]s]bf/ cf]e/x]8 |  | 674.65
?= | 5172.33 | k}= |  |  | hDdf b/ /]6 |  | 5172.33
307
Supplying and fitting Aluminium partition with 5mm thick glass and 9mm thick laminated board of section (64 x38x1.1)
b/ ljZn]if0fsf] nflu ! Jf= dL= lnOPsf]
| ;¦f]t ;fwg | tx÷lsl;d | kl/df0f | PsfO{ | b/ k¦lt PsfO{ | /sd | k¦To]s ;¦f]t ;fwgsf] hDdf
| cfNd'lgodsf | cfNd'lgodsf
| lgdf{0f ;fdu¦L | partition with 5mm thick glass
| -Hofnf ;lxt_ | and 9mm thick laminated board | 1 | j=dL= | 4260.96 | 4260.96
|  | sf ;/;fdfg |  |  |  |  | 4260.96
[5 empty] | jf:tljs b//]6 |  | 4260.96
| b/ /]6 k¦lt j= dL=sf] |  |  |  | !%Ü 7]s]bf/ cf]e/x]8 |  | 639.14
?= | 4900.1 | k}= |  |  | hDdf b/ /]6 |  | 4900.1
308
G 21 | UPVC Casement Window 60*60 mm White Colour With 5mm Glass
b/ ljZn]if0fsf] nflu ! Jf= dL= lnOPsf]
| ;¦f]t ;fwg | tx÷lsl;d | kl/df0f | PsfO{ | b/ k¦lt PsfO{ | /sd | k¦To]s ;¦f]t ;fwgsf] hDdf
| lgdf{0f ;fdu¦L | UPVC/glass
| -Hofnf ;lxt_ | ;fdu¦L | 1 | j=dL= | 7275 | 7275 | 7275
[5 empty] | jf:tljs b//]6 |  | 7275
| b/ /]6 k¦lt j= dL=sf] |  |  |  | !%Ü 7]s]bf/ cf]e/x]8 |  | 1091.25
?= | 8366.25 | k}= |  |  | hDdf b/ /]6 |  | 8366.25
309
G 21 | UPVC Single Door (frame 60X60mm, sash 60X 104mm) White Colour With Top Glass 5mm And Bottom UPVC Panel
b/ ljZn]if0fsf] nflu ! Jf= dL= lnOPsf]
| ;¦f]t ;fwg | tx÷lsl;d | kl/df0f | PsfO{ | b/ k¦lt PsfO{ | /sd | k¦To]s ;¦f]t ;fwgsf] hDdf
| lgdf{0f ;fdu¦L | UPVC Single Door
| -Hofnf ;lxt_ | ;fdu¦L | 1 | j=dL= | 7975 | 7975 | 7975
[5 empty] | jf:tljs b//]6 |  | 7975
| b/ /]6 k¦lt j= dL=sf] |  |  |  | !%Ü 7]s]bf/ cf]e/x]8 |  | 1196.25
?= | 9171.25 | k}= |  |  | hDdf b/ /]6 |  | 9171.25
310
G 21 | UPVC Singl Door with full pannel (frame 60*60mm sash 60X100mm White Colour With Panel)
b/ ljZn]if0fsf] nflu ! Jf= dL= lnOPsf]
| ;¦f]t ;fwg | tx÷lsl;d | kl/df0f | PsfO{ | b/ k¦lt PsfO{ | /sd | k¦To]s ;¦f]t ;fwgsf] hDdf
| lgdf{0f ;fdu¦L | UPVC Singl Door with full pannel
| -Hofnf ;lxt_ | ;fdu¦L | 1 | j=dL= | 8085 | 8085 | 8085
[5 empty] | jf:tljs b//]6 |  | 8085
| b/ /]6 k¦lt j= dL=sf] |  |  |  | !%Ü 7]s]bf/ cf]e/x]8 |  | 1212.75
?= | 9297.75 | k}= |  |  | hDdf b/ /]6 |  | 9297.75
311
G 21 | UPVC 110X64X9mm thick board and 5mm thick Partition With Half Board 9mm And Other Half 5mm Glass
b/ ljZn]if0fsf] nflu ! Jf= dL= lnOPsf]
| ;¦f]t ;fwg | tx÷lsl;d | kl/df0f | PsfO{ | b/ k¦lt PsfO{ | /sd | k¦To]s ;¦f]t ;fwgsf] hDdf
| lgdf{0f ;fdu¦L | UPVC 110X64X9mm thick board
| -Hofnf ;lxt_ | ;fdu¦L | 1 | j=dL= | 10051 | 10051 | 10051
[5 empty] | jf:tljs b//]6 |  | 10051
| b/ /]6 k¦lt j= dL=sf] |  |  |  | !%Ü 7]s]bf/ cf]e/x]8 |  | 1507.65
?= | 11558.65 | k}= |  |  | hDdf b/ /]6 |  | 11558.65
312
G 21 | UPVC 60*60mm white colour Swing Door With 5mm Glass Panel
b/ ljZn]if0fsf] nflu ! Jf= dL= lnOPsf]
| ;¦f]t ;fwg | tx÷lsl;d | kl/df0f | PsfO{ | b/ k¦lt PsfO{ | /sd | k¦To]s ;¦f]t ;fwgsf] hDdf
| lgdf{0f ;fdu¦L | Swing Door With 5mm Glass Panel
| -Hofnf ;lxt_ | ;fdu¦L | 1 | j=dL= | 6531 | 6531 | 6531
[5 empty] | jf:tljs b//]6 |  | 6531
| b/ /]6 k¦lt j= dL=sf] |  |  |  | !%Ü 7]s]bf/ cf]e/x]8 |  | 979.65
?= | 7510.65 | k}= |  |  | hDdf b/ /]6 |  | 7510.65
313
G 21 | UPVC sliding window with net (frame 50 X 80mm sash 58 X 36mm white colour with 5mm Glass)
b/ ljZn]if0fsf] nflu ! Jf= dL= lnOPsf]
| ;¦f]t ;fwg | tx÷lsl;d | kl/df0f | PsfO{ | b/ k¦lt PsfO{ | /sd | k¦To]s ;¦f]t ;fwgsf] hDdf
| lgdf{0f ;fdu¦L | UPVC sliding window with net
| -Hofnf ;lxt_ | ;fdu¦L | 1 | j=dL= | 7005 | 7005 | 7005
[5 empty] | jf:tljs b//]6 |  | 7005
| b/ /]6 k¦lt j= dL=sf] |  |  |  | !%Ü 7]s]bf/ cf]e/x]8 |  | 1050.75
?= | 8055.75 | k}= |  |  | hDdf b/ /]6 |  | 8055.75
314
G 21 | UPVC sliding window without net (frame 60 X 60mm sash 66 X 42mm white colour with 5mm Glass)
b/ ljZn]if0fsf] nflu ! Jf= dL= lnOPsf]
| ;¦f]t ;fwg | tx÷lsl;d | kl/df0f | PsfO{ | b/ k¦lt PsfO{ | /sd | k¦To]s ;¦f]t ;fwgsf] hDdf
| lgdf{0f ;fdu¦L | UPVC sliding window without net
| -Hofnf ;lxt_ | ;fdu¦L | 1 | j=dL= | 6470 | 6470 | 6470
[5 empty] | jf:tljs b//]6 |  | 6470
| b/ /]6 k¦lt j= dL=sf] |  |  |  | !%Ü 7]s]bf/ cf]e/x]8 |  | 970.5
?= | 7440.5 | k}= |  |  | hDdf b/ /]6 |  | 7440.5
315
G 21 | UPVC sliding Door with net (frame 52 X 88mm sash 8 X 42mm white colour with 5mm Glass)
b/ ljZn]if0fsf] nflu ! Jf= dL= lnOPsf]
| ;¦f]t ;fwg | tx÷lsl;d | kl/df0f | PsfO{ | b/ k¦lt PsfO{ | /sd | k¦To]s ;¦f]t ;fwgsf] hDdf
| lgdf{0f ;fdu¦L | UPVC sliding Door with net
| -Hofnf ;lxt_ | ;fdu¦L | 1 | j=dL= | 8625 | 8625 | 8625
[5 empty] | jf:tljs b//]6 |  | 8625
| b/ /]6 k¦lt j= dL=sf] |  |  |  | !%Ü 7]s]bf/ cf]e/x]8 |  | 1293.75
?= | 9918.75 | k}= |  |  | hDdf b/ /]6 |  | 9918.75
316
G 21 | UPVC sliding Door without net (frame 60 X 60mm sash 88 X 40mm white colour with 5mm Glass)
b/ ljZn]if0fsf] nflu ! Jf= dL= lnOPsf]
| ;¦f]t ;fwg | tx÷lsl;d | kl/df0f | PsfO{ | b/ k¦lt PsfO{ | /sd | k¦To]s ;¦f]t ;fwgsf] hDdf
| lgdf{0f ;fdu¦L | UPVC sliding Door without net
| -Hofnf ;lxt_ | ;fdu¦L | 1 | j=dL= | 8355 | 8355 | 8355
[5 empty] | jf:tljs b//]6 |  | 8355
| b/ /]6 k¦lt j= dL=sf] |  |  |  | !%Ü 7]s]bf/ cf]e/x]8 |  | 1253.25
?= | 9608.25 | k}= |  |  | hDdf b/ /]6 |  | 9608.25
317
G 21 | UPVC Double Door (frame 60 X 60mm sash 60 X 140mm white colour with 5mm Glass)
b/ ljZn]if0fsf] nflu ! Jf= dL= lnOPsf]
| ;¦f]t ;fwg | tx÷lsl;d | kl/df0f | PsfO{ | b/ k¦lt PsfO{ | /sd | k¦To]s ;¦f]t ;fwgsf] hDdf
| lgdf{0f ;fdu¦L | UPVC Double Door
| -Hofnf ;lxt_ | ;fdu¦L | 1 | j=dL= | 8085 | 8085 | 8085
[5 empty] | jf:tljs b//]6 |  | 8085
| b/ /]6 k¦lt j= dL=sf] |  |  |  | !%Ü 7]s]bf/ cf]e/x]8 |  | 1212.75
?= | 9297.75 | k}= |  |  | hDdf b/ /]6 |  | 9297.75
318
G 21 | Supplying & fixing Structure glazing with laminated safety glass 6.38 mm thick
b/ ljZn]if0fsf] nflu ! Jf= dL= lnOPsf]
| ;¦f]t ;fwg | tx÷lsl;d | kl/df0f | PsfO{ | b/ k¦lt PsfO{ | /sd | k¦To]s ;¦f]t ;fwgsf] hDdf
| lgdf{0f ;fdu¦L | Structure glazing
| -Hofnf ;lxt_ | ;fdu¦L | 1 | j=dL= | 11700 | 11700 | 11700
[5 empty] | jf:tljs b//]6 |  | 11700
| b/ /]6 k¦lt j= dL=sf] |  |  |  | !%Ü 7]s]bf/ cf]e/x]8 |  | 1755
?= | 13455 | k}= |  |  | hDdf b/ /]6 |  | 13455
319 | % ls=dL= ;Ddsf] b'/L # 6g Sofkfl;6Ls] 6«såf/f vlg elTs cfPsf tyf sfd gnfUg] a:t' tyf ;fdfg yGsfpg] sfd .
8.04.01
|  | Fuel rate (Disel) | F | NRs 98
|  | Mini Truck Rent(Per Hour/3cum) | R | NRs300 | NRs100/cum
|  | Unskilled man | LR | NRs 375
|  | Speed for Kathmandu valley | V1 | 20km/hour | v1
|  | Distance for site to disposal site | D1 | 5 km | d1
Formula
|  | T=2*d1/v1 |  | 2x5/20 | 0.5
|  | Labour | 0.4xL R | 0.4x375 | 150
|  | Fuel(Disel) | 3.2xTx F | 3.2xTx98 | 156.8
|  | Equipment |  | 0.4(T+0.75)*100 | 50
|  |  | Total Rate for 10km/cum |  | 356.8
|  |  | 15% overheadcharge |  | 53.52
|  |  | b/ k¦lt 3=dL= sf] |  | 410.32
Source Norms for rate Analysis as per Standard Spcification for Road And Bridge works GoN.M.P.P.and Works Department of Road
320 | ;fdfGo df6f]n] k'g]{ sfd !%, !% ;]=dL= sf] txdf km}nfpg], kfgL 5g]{ /
B 2 | Hofldåf/f sDk}S6 ug]{ sfd ;d]t !) dL= b"/Laf6 9'jfgL ug]{ ( df6f]sf] d"No afx]s)
b/ ljZn]if0fsf] nflu ! 3=ld= lnOPsf]
| ;¦f]t ;fwg | tx÷lsl;d | kl/df0f | PsfO{ | b/ k¦lt PsfO{ | /sd | k¦To]s ;¦f]t ;fwgsf] hDdf
| >lds | Hofld | 0.5 | hjfg | 375 | 187.5 | 187.5
| lgdf{0f ;fdu¦L | kfgL | 5 | nL6/ | 0.25 | 1.25 | 1.25
[5 empty] | jf:tljs b//]6 |  | 188.75
| b/ k¦lt 3=dL=sf] |  |  |  | !%Ü 7]s]bf/ cf]e/x]8 |  | 28.31
?= | 217.06 | k}= |  |  | hDdf b/ /]6 |  | 217.06
X;dfKtX
j=dL= tyf
=
=
=
=
=
=
=
=
=
=
=
=
=
=
=
=
=
=
=
=
=
=
=
=
=
=
=
=
=
=
=
=
=
=
=
=
=
=
=
=
=
=
=
=
=
=
=
=
=
=
=
=
=
=
=
=
=
=
=
=
=
=
=
=
=
=
=
=
=
=
=
=
=
=
=
=
=
=
=
=
=
=
=
=
=
=
=
=
=
=
=
=
=
=
=
=
=
=
=
=
=
=
=
=
=
=
=
=
=
=
=
=
x
=
2 =
=
=
=
=
=
=
=
=
=
=
=
=
=
=
=
=
=
=
=
=
=
=
=
=
=
=
=
=
=
=
=
=
=
=
=
=
=
=
=
=
=
=
=
=
=
=
=
=
=
=
=
=
=
=
=
=
=
=
=
=
=
=
=
=
=
=
=
=
=
=
=
=
=
=
=
=
=
=
=
=
=
=
=
=
=
=
=
=
=
=
=
=
=
=
=
=
=
=
=
=
=
=
=
=
=
=
=
=
=
=
=
=
=
=
=
=
=
=
=
=
=
=
=
=
=
=
=
=
=
=
=
=
=
=
=
=
=
=
=
=
=
=
=
=
=
=
=
=
=
=
=
=
=
=
=
=

## Table of Content 1
ljifo ;"lr !
sfo{ ;d'x | sfdsf] ljj/)f | ljZn]if)f lstfasf]
|  | cfO^d g+= | k]h= g+=
s | ;fO{6 ;kmf ug]{ sfd | !–& | 1==3
v | df6f] sf6\g] / k'g]{ sfd | *–!# | 3==5
u | O{+6fsf] sfd | !$–@( | 5==13
# | 9'Ëfsf] sfd | #)–#( | 13==18
ª | l;d]G6 s+qmL6sf] sfd | $)–$& | 18==22
r | kmdf{sf] sfd | $*–%# | 22==26
% | 5fgfsf] sfd | %$–^! | 27==30
h | sf7sf] sfd | ^@–*^ | 31==42
em | ˆnf]l/Ësf] sfd | *&–!!$ | 43==53
` | Knfi6/sf] sfd | !!%–!@$ | 54==57
^ | /+u /f]ugsf] sfd | !@%–!%! | 57==66
& | l6Ksf/ ug]{ sfd | !%@–!^^ | 66==71
* | jf6/ k¦'lkm+u ug]{ sfd | !^&–!&$ | 71==74
( | dd{t ;DaGwL sfd | !&%–!*@ | 74==76
)f | kmnfdsf] sfd | !*#–!() | 76==79
t | gofF sfd | !(!–@*^ | 79==116

## Table of Content 2
ljifo ;"lr @
sf7df8f}+ / nlntk'/ lhNnfsf] nflu
|  | k]h g+= | b/ /]^ cf=j=069.70
sfo{ ;d"x …sÚ M– ;fO{6 ;kmf ug]{ sfd
1= | !@–#) ;]=dL= uf]nfO{ ?v 9fNg] sfo{ ===================================================================================== | ! | ?= | 56.06 | Ps
2= | ^!–!@) ;]=dL= uf]nfO{ ?v 9fNg] sfo{ =================================================================================== | ! | ?= | 422.62 | Ps
3= | !@–#) ?vsf] h/f lemSg] sfo{ =================================================================================== | ! | ?= | 172.5 | Ps
4= | ^!–!@) ;]=dL= uf]nfO{sf] ?v h/f lemSg] sfo{ ========================================================================================== | @ | ?= | 1086.75 | Ps
5= | 3fF; sf6\g] To;sf] h/f lemSg], l9:sf] k'm6fpg] / n]en ldnfpg] sfo{ ========================================================================================== | @ | ?= | 9.91 | j=dL=
6= | ;km]{;nfO{ 8«]l;Ë ug]{ sfo{ vfN6f] k'g]{ sfd==================================================================================== | @ | ?= | 4.31 | j=dL=
7= | 3fF;sf] rk/L nufpg] sfd rk/L sf6\g] sfd ========================================================================================== | # | ?= | 395.209 | j=dL=
8= | ?v /f]Kg] sfd, vfN8f] vNg] tyf cGo sfd ========================================================================================== | 3 | ?= | 464.888 | Ps ?v
sfo{ ;d"x …vÚ M– df6f] sf6\g] / k'g]{ sfd
9= | df6f] k/LIf0f ug],{ sfd af]/ xf]n vGg], gd"gf ;+sng sfd =============================================================================== | 4 | ?= | 52794.2 | af]/ xf]n
10= | g/d k¦sf/sf] Sn] / l;N6L df6f]df ;j} lsl;dsf] vGg] sfd =============================================================================== | 4 | ?= | 310.92 | #=dL=
11= | ;fx¦f] k¦sf/sf] Sn], g/d d'/d 9'+uf -#) ;]=dL=;Dd_ ld;]sf] df6f] ========================================================================================== | 5 | ?= | 355.35 | #=dL=
12= | lj:kmf]6g ljgf dWod k¦sf/ 9'Ëfdf vGg] sfd ===================================== | 5 | ?= | 1332.56 | #=dL=
13= | ;fdfGo df6f]n] k'g]{ sfd !%, !% ;]=dL= sf] txdf km}nfpg]================================================================ | 5 | ?= | 596.56 | #=dL=
14= | ;fdfGo df6f]n] kfgL g5l/sg k'g]{ sfd ======================================================== | 6 | ?= | 436.71 | #=dL=
15= | jfn'jf eg]{, kfgL 5g]{ / HofdLåf/f sDk]s ug]{ sfd =========================================== | 6 | ?= | 2402.66 | k¦=#=
16= | hudf u¦fen e/L HofdLåf/f w'd{'; sDKofS6 ug]{ sfd ============================================================================================= | 6 | ?= | 1663.45 | #=dL=
17=s | hu jf vf8naf6 kfgL kDk ug]{ ==================================================================== | 6 | ?= | 17.25 | 1000ln=
17=v | hu jf vf8naf6 kfgL kDk ug]{ ==================================================================== | 6 | ?= | 172.5 | #)^f
18= | @)÷@) ;]=dL= txdf k'l/Psf] df6f]nfO{ /f]n/åf/f sDKofS6 ug]{ sfd=============== | 7 | ?= | 13.4435 | #=dL=
19= | @)÷@) ;]=dL= txdf k'l/Psf] df6f]nfO{ Ps 6gsf] xft] /f]n/åf/f============= | 7 | ?= | 239.1252 | #=dL=
20= | xfO8«f]lns PS;fe]6/ -)=* 3=dL= Ifdtf_ k¦of]u u/L g/d df6f] vGg]========= | 7 | ?= | 35.59 | #=dL=
21= | xfO8«f]lns PS;fe]6/ -)=* 3=dL= Ifdtf_ k¦of]u u/L s8f df6f] vGg]======= | 7 | ?= | 42.78 | #=dL=
sfo{ ;d"x …uÚ M– O{+6fsf] sfd
22= | e'O{+tNnfdf O{+6fsf] uf/f] nufpg] sfd l;d]G6 d;nf -!M#_ df===================================== | 8 | ?= | 9805.27 | #=dL=
23= | e'O{+tNnfeGbf dfly O{+++6fsf] uf/f] nufpg] sfd l;d]G6 d;nf -!M#_ df====================== | 8 | ?= | 10027.36 | #=dL=
24= | e'O{+tNnfdf O{+6fsf] uf/f] nufpg] sfd l;d]G6 d;nf -!M$_ df ============================================================================================= | 9 | ?= | 9306.75 | #=dL=
25= | e'O{+tNnfeGbf dfly O{+++6fsf] uf/f] nufpg] sfd l;d]G6 d;nf -!M$_ df===================== | 9 | ?= | 9528.84 | #=dL=
26= | e'O{+tNnfdf O{+6fsf] uf/f] nufpg] sfd l;d]G6 d;nf -!M^_ df================================= | 10 | ?= | 8868.36 | #=dL=
27= | e'O{+tNnfeGbf dfly O{+++6fsf] uf/f] nufpg] sfd l;d]G6 d;nf -!M^_ df ============================================================================================= | 10 | ?= | 9090.45 | #=dL=
28= | e'O{+tNnfdf lrDgL e§fsf] O{+6fsf] uf/f] l;d]G6 d;nf -!M#_ df ============================================================================================= | 11 | ?= | 9454.52 | #=dL=
29= | e'O{+tNnfeGbf dfly lrDgL e§fsf] O{+6fsf] uf/f] l;d]G6 d;nf -!M#_ df ============================================================================================= | 11 | ?= | 9676.61 | #=dL=
30= | e'O{+tNnfdf lrDgL e§fsf] O{+6fsf] uf/f] l;d]G6 d;nf -!M$_ df ============================================================================================= | 12 | ?= | 8977.95 | #=dL=
31= | e'O{+tNnfeGbf dfly lrDgL e§fsf] O{+6fsf] uf/f] l;d]G6 d;nf -!M$_ df ============================================================================================= | 12 | ?= | 9200.04 | #=dL=
32= | e'O{+tNnfdf lrDgL e§fsf] O{+6fsf] uf/f] l;d]G6 d;nf -!M^_ df ============================================================================================= | 13 | ?= | 8517.61 | #=dL=
33= | e'O{+tNnfeGbf dfly lrDgL e§fsf] O{+6fsf] uf/f] l;d]G6 d;nf -!M^_ df ============================================================================================= | 13 | ?= | 8739.7 | #=dL=
34= | e'O{+tNnfdf lrDgL e§fsf] O{+6fsf] uf/f] df6f]df nufpg] sfd ============================================================================================= | 14 | ?= | 6390.72 | #=dL=
35= | uf/f]sf] aflx/L ;txdf brL ckf k¦of]u u/L l;d]G6 jfn'jf -!M$_================================================================= | 14 | ?= | 561.877 | j=dL=
36= | O{6f uf/f]sf] sfd l;d]G6, jfn'jf -!M^_ d;nf tof/ u/L ¥of6 6«ofk ================ | 15 | ?= | 6344.98 | #=dL=
sfo{ ;d"x …3Ú M– 9'Ëfsf] sfd
37= | 9'Ëfsf] uf/f] l;d]G6 d;nf -!M#_ df ============================================================================================= | 15 | ?= | 8941.97 | #=dL=
38= | 9'Ëfsf] uf/f] l;d]G6 d;nf -!M$_ df ============================================================================================= | 16 | ?= | 8421.93 | #=dL=
39= | 9'Ëfsf] uf/f] l;d]G6 d;nf -!M^_ df ============================================================================================= | 16 | ?= | 7585.98 | #=dL=
40= | ;'Vvf 9'Ëfsf] uf/f] nufpg] sfd ============================================================================================= | 16 | ?= | 3342.26 | #=dL=
41= | 9'Ëfsf] uf/f] df6f] nufpg] sfd ============================================================================================= | 17 | ?= | 3576.46 | #=dL=
42= | s'+b]sf] 9'+ufsf] sfd l;d]G6 afn'jf -!M^_ df ============================================================================================= | 17 | ?= | 7189.04 | #=dL=
43= | husf] vf8ndf 9'+uf eg]{ / n]en ug]{ sfddf ============================================================================================= | 17 | ?= | 2693.43 | #=dL=
sfo{ ;d"x …ªÚ M– l;d]G6 s+qmL6sf] sfd
44= | s+lqm6 xf]nf] Anssf] uf/f] l;d]G6, jfn'jf -!M$_ df nufpg] sfddf ============================================================================================= | 18 | ?= | – | #=dL=
45= | hu leQf kvf{ndf l;d]G6 s+lqm6 ug]{ sfd '-lk=;L=;L= !M$M*_ ============================================================================================= | 18 | ?= | 7929.33 | #=dL=
46= | hu leQf kvf{ndf l;d]G6 s+lqm6 ug]{ sfd-lk=;L=;L= !M#M^_============================================================================ | 18 | ?= | 8751.58 | #=dL=
47= | hu leQf kvf{ndf l;d]G6 s+lqm6 ug]{ sfd -lk=;L=;L= !M@M$_ ============================================================================================= | 19 | ?= | 10246.01 | #=dL=
48= | ;'k/ :6«Sr/, 8]s :n]a ljdx?df l;d]G6 s+lqm6 ug]{ sfd ==================================================== | 19 | ?= | 11419.01 | #=dL=
49= | ;'k/ :6«Sr/, 8]s :n]a ljdx?df l;d]G6 s+lqm6 ug]{ sfd========================================================================================== | 20 | ?= | 12729.23 | #=dL=
50= | ;'k/ :6«Sr/, 8]s :n]a ljdx?df l;d]G6 s+lqm6 ug]{ sfd -!M!M@_ ============================================================================================= | 20 | ?= | 16181.59 | #=dL=
51= | d]lzgsf] k¦of]u u/L hu leQf kvf{ndf l;d]G6 s+lqm6 ug]{ sfd -!M#M^_ ============================================================================================= | 21 | ?= | 9823.17 | #=dL=
52= | d]lzgsf] k¦of]u u/L hu leQf kvf{ndf l;d]G6 s+lqm6 ug]{ sfd -!M@M$_ ============================================================================================= | 21 | ?= | 11425.82 | #=dL=
53= | d]lzgsf] k¦of]u u/L ;'k/ :6«Sr/df l;d]G6 s+lqm6 ug]{ sfd -!M!M%M#_ ============================================================================================= | 22 | ?= | 12719.46 | #=dL=
54= | d]lzgsf] k¦of]u u/L ;'k/ :6«Sr/df l;d]G6 s+lqm6 ug]{ sfd -!M!M@_ ============================================================================================= | 22 | ?= | 16171.81 | #=dL=
55= | d]lzgsf] k¦of]u u/L ;'k/ :6«Sr/df dfOqmf] l;lnsf -!M!M@_ =========================== | 23 | ?= | 32504.91 | #=dL=
56= | ;'k/ :6«Sr/df l8hfOg adf]lhdsf] M20 grade sf] /]l8ldS; s+lqm6============== | 23 | ?= | 12480.6 | #=dL=
57= | hudf cf/=l;=l;= sf] l;Ën c08//Ld kfOn 9nfg ug]{ sfd ======================= | 24 | ?= | 15637.52 | #=dL=
58= | cf/=;L=;L= nflu kmnfd] 808L sf6\g], df]8\g] #) dL6/ ;Dd ========================= | 24 | ?= | 111065.39 | d]=^=
sfo{ ;d"x …rÚ M– kmdf{sf] sfd
59= | sf7df kmdf{ agfpg] sfd ============================================================================================= | 24 | ?= | 514.59 | j=dL=
60= | sf]nddf kmdf{ nuffpg] sfd ============================================================================================= | 25 | ?= | 768.65 | j=dL=
61= | kmnfd]sf] kfOk / KnfOaf]8{af6 kmdf{ agfpg] sfd ============================================================================================= | 25 | ?= | 604.99 | j=dL=
62= | jLddf kmdf{ agfpg] sfd -jLdsf] prfO{ )=# dL= ;Dd_ ============================================================================================= | 26 | ?= | 800.16 | j=dL=
63= | jLddf kmdf{ agfpg] sfd -jLdsf] prfO{ )=# dL= b]lv )=* dL= ;Dd_ ============================================================================================= | 26 | ?= | 633.61 | j=dL=
64= | !( dL=dL= KnfO{sf] kmdf{ nufpg] sfd -ljddf_ =========================================================== | 27 | ?= | 778.2 | j=dL=
65= | !( dL=dL= KnfO{sf] sf]nddf kmdf{ nufpg] sfd ================================================================= | 27 | ?= | 925.35 | j=dL=
66= | 6]«Grdf jflnËsf] sfd -ulx/fO{ !=% dL= b]lv # dL= ;Dd_ ============================================================================================= | 28 | ?= | 165.88 | j=dL=
67= | 6]«Grdf jflnËsf] sfd -ulx/fO{ # dL= eGbf j9L_ ============================================================================================= | 28 | ?= | 172.33 | j=dL=
sfo{ ;d"x …5Ú M– 5fgfsf] sfd
68= | )=%) dL=dL= afSnf] ;L=hL=cfO{= 5fgf 5fpg] sfd =============================================== | 29 | ?= | 872.68 | j=dL=
69= | )=$% dL=dL= afSnf] ;L=hL=cfO{= 5fgf 5fpg] sfd =============================================== | 29 | ?= | 817.26 | j=dL=
70= | )=$! dL=dL= afSnf] ;L=hL=cfO{= zL6n] 5fgf 5fpg] sfd ================================= | 29 | ?= | 768.09 | j=dL=
71=s | )=%) dL=dL= Plain hL=cfO{= zL6sf] @ lkm6 rf}8fO{sf] w'/L agfpg]=========================== | 30 | ?= | 996.91 | j=dL=
71=v | )=%) dL=dL= Plain hL=cfO{= zL6sf] @ lkm6 rf}8fO{sf] w'/L agfpg]============================= | 30 | ?= | 598.15 | /=dL=
72=s | )$% dL=dL= Plain hL=cfO{= zL6sf] @ lkm6 rf}8fO{sf] w'/L agfpg]================================ | 30 | ?= | 945.58 | j=dL=
72=v | )=$% dL=dL= Plain hL=cfO{= zL6sf] @ lkm6 rf}8fO{sf] w'/L agfpg] ============================ | 30 | ?= | 567.35 | /=dL=
73 | )=$! dL=dL=afSnf] sf]?u]6]8 /+lug ss{6 kftfsf] 5fgf 5fpg] sfd ======================================== | 30 | ?= | 891.6 | j=dL=
74 | )=$% dL=dL=afSnf] sf]?u]6]8 /+lug ss{6 kftfsf] 5fgf 5fpg] sfd========================================= | 31 | ?= | 942.16 | j=dL=
75 | )=%) dL=dL=afSnf] sf]?u]6]8 /+lug ss{6 kftfsf] 5fgf 5fpg] sfd========================================== | 31 | ?= | 997.52 | j=dL=
76=s | )=$% dL=dL= /+lug =hL=cfO{= zL6sf] w'/L agfO{ h8fg ug]{ sfd -/=dL=_ =================== | 31 | ?= | 628.98 | /=dL=
76=v | )=$% dL=dL= /+lug =hL=cfO{= zL6sf] w'/L agfO{ h8fg ug]{ sfd -j=dL=_=================== | 31 | ?= | 1048.3 | j=dL=
77=s | )=%) dL=dL= /+uLg hL=cfO{= zL6sf] w'/L agfO{ h8fg ug]{ sfd -/=dL=_ ============================================================================================= | 32 | ?= | 660.02 | /=dL=
77=v | )=%) dL=dL= /+uLg hL=cfO{= zL6sf] w'/L agfO{ h8fg ug]{ sfd=========================================================================================== | 32 | ?= | 1100.04 | j=dL=
78=s | )=%) dL=dL= Kn]g zL6sf] !%) ld=ld= rf}8fO{, u6/ agfO{ jf;/ ========= | 32 | ?= | 865.95 | /=dL=
78=v | )=%) dL=dL= Kn]g zL6sf] !%) ld=ld= rf}8fO{, u6/ agfO{ jf;/ ========= | 32 | ?= | 1443.25 | j=dL=
79=s | )=%) dL=dL= /+uLg zL6sf] !%) ld=ld= rf}8fO{, u6/ agfO{ jf;/ ========= | 33 | ?= | 928.59 | /=dL=
79=v | )=%) dL=dL= /+uLg zL6sf] !%) ld=ld= rf}8fO{, u6/ agfO{ jf;/ ========= | 33 | ?= | 1547.65 | j=dL=
80 | :n]6 5fgf 5fpg] sfd================================================================================= | 33 | ?= | 1272.76 | j=dL=
81 | Sn] 6fO{n 5fgf 5fpg] sfd ======================================================================= | 33 | ?= | 324.87 | j=dL=
82 | Sn] 6fO{nsf] w'/L nufpg] sfd ====================================================================== | 34 | ?= | 309.35 | /=dL=
83 | !=@ ld=ld= sf]?u]6]8 kmfO{j/ Unf; kftfn] 5fgf 5fpg] sfd=========================== | 34 | ?= | 1948.824 | j=dL=
84 | kmfO{j/ Unf; Kn]g zL6sf] w'/L agfO{ h8fg ug]{ sfd =================================== | 34 | ?= | 1158.05 | /=dL=
85 | !=@ ld=ld= Kn]g kmfO{j/ Unf; kftfn] 5fgf 5fpg] sfd================================= | 35 | ?= | 1726.092 | j=dL=
sfo{ ;d"x …hÚ M– sf7sf] sfd
86 | cu¦fv sf7sf] jLd blng cflb agfO{ hf]8\g] sfd ============================================================================================= | 35 | ?= | 156449.39 | #=dL=
87 | @% dL=dL= cu¦fv sf7sf] O{E; -d'7n_ agfO{ hf]8\g] sfd ============================================================================================= | 35 | ?= | 3896.11 | j=dL=
88 | 5fgfdf # ld=ld= afSnf] o'=lk=le=l;= kftf nufpg] sfd ============================================================================================= | 36 | ?= | 1632.638 | j=dL=
89 | cu¦fv sf7sf] rf}s; agfO hf]8\g] sfd ============================================================================================= | 36 | ?= | 175919.87 | #=dL=
90 | #* dL=dL= afSnf] lr/fg cu¦fv sf7sf] k¦m]d xfnL l8nfvfkf agfO{========================================================== | 36 | ?= | 9470.64 | j=dL=
91 | #*X&% dL=dL=lr/fg ;fn sf7sf] k¦m]d $ dL=dL= P]gf vfkf agfO{=============================================== | 37 | ?= | 6106.09 | j=dL=
92 | #*X&% dL=dL=;fn sf7sf] k¦m]d agfO{ % dL=dL= P]gf vfkf agfO{================================================= | 37 | ?= | 6208.43 | j=dL=
93 | #* dL=dL= afSnf] cu¦fv sf7sf] k¦m]ddf# dL=dL= sdl;{on KnfO{p8 ========================================================= | 38 | ?= | 4908.8 | j=dL=
94 | #* dL=dL= afSnf] cu¦fv sf7sf] ^ dL=dL= jf6/k¦'km KnfO{p8 h8fg=================================================== | 38 | ?= | 5261.21 | j=dL=
95 | #* dL=dL= afSnf] cu¦fv sf7sf] $ dL=dL= 6Ls KnfO{p8 h8fg ============================================================ | 39 | ?= | 6023.7 | j=dL=
96 | #* dL=dL= afSnf] cu¦fv sf7sf] )=% dL=dL= hL=cfO{= Kn]g zL6============================================================ | 39 | ?= | 5513.27 | j=dL=
97 | #* dL=dL= afSnf] cu¦fv sf7sf] k¦m]ddf hL=cfO{=d:SjL6f] k¦'km jfo/d]z ============================================ | 40 | ?= | 3382.66 | j=dL=
98 | #* dL=dL= afSnf] cu¦fv sf7sf] k¦m]ddf d:SjL6f] k¦'km jfo/ d]z hfnL ======================================================================= | 40 | ?= | 3546.32 | j=dL=
99 | sf7sf] k¦m]ddf d:SjL6f] k¦'km hfnL lnli6åf/f h8fg ug]{ sfo{ ============================================================================================= | 40 | ?= | 360.12 | j=dL=
100 | $ dL=dL= df]6fO{sf] P]gf sf7sf] lni6L nufO{ hf]8\g] sfd ============================================================================================= | 41 | ?= | 833.32 | j=dL=
101 | % dL=dL= df]6fO{sf] P]gf sf7sf] lni6L nufO{ hf]8\g] sfd ============================================================================================= | 41 | ?= | 1043.68 | j=dL=
102 | $ dL=dL= sdl;{on KnfO{p8 sf7sf] lni6L nufO{ hf]8\g] sfd ============================================================================================= | 41 | ?= | 473.23 | j=dL=
103 | !@ dL=dL= df]6fO{ ePsf] kf6L{zg jf]8{ Ps ;fO8 n]ldg]6 sfd ====================== | 42 | ?= | 1346.56 | j=dL=
104 | xf8{af]8{ tyf cGo kf6L{zgdf $ dL=dL= 6Ls KnfOp8 n]ldg]zg sfd ============================================================================================= | 42 | ?= | 884.38 | j=dL=
105 | ljleGg lsl;dsf] kmN; l;lnË 7f]Sg] $ dL=dL= sdl;{on KnfO{p8 sfd================================================================= | 42 | ?= | 2527.87 | j=dL=
106 | ljleGg lsl;dsf] kmN; l;lnË 7f]Sg] ^ dL=dL= sdl;{on KnfO{p8 sfd ======================================================================= | 43 | ?= | 2677.85 | j=dL=
107 | %)X&% dL=dL= ;fO{hsf] ;Nnf] s' sf7sf] kmN; l;lnË 7f]Sg] sfd ============================== | 43 | ?= | 1179.74 | j=dL=
108 | !^–@) dL=dL=Jof;sf] kmnfd] 808L sf+6L em\ofnsf] rf}s;df hf]8\g]================================================================== | 43 | ?= | 118266 | d]=^=
109 | #*X!)) dL=dL= ;fnsf7sf] k¦m]dsf] Psftkm{ $ dL=dL= l6sKnfO{p8 ============================================= | 44 | ?= | 5932.55 | j=dL=
110 | #*X!)) dL=dL= ;fnsf7sf] k¦m]dsf] b'j}tkm{ $ dL=dL= l6sKnfO{p8 ============================================== | 44 | ?= | 6380.74 | j=dL=
111 | #*X!)) dL=dL= ;fnsf7sf] k¦m]dsf] Psftkm{ jf6/k¦'km KnfO{p8sf]============================================== | 45 | ?= | 6073.85 | j=dL=
112 | Ready made Teak wood Doors,ordinary (Seasoned and Poisoned =============================================== | 45 | ?= | 3955.81 | j=dL=
113 | Ready made Teak wood Doors,special (Seasoned and Poisoned============================================= | 46 | ?= | 4868.01 | j=dL=
114 | Ordinary Seasoned and Poisoned treated ,one side teak and other=================================================================== | 46 | ?= | 4261.69 | j=dL=
115 | Special Seasoned and Poisoned treated ,one side teak and other =================================================================== | 47 | ?= | 4942.26 | j=dL=
116 | ;gdfO{sf n]ldg]zg sfd ============================================================================ | 47 | ?= | 289.14 | j=dL=
117 | kmf]/dfO{sf n]ldg]zg sfd ========================================================================== | 47 | ?= | 910.37 | j=dL=
sfo{ ;d"x …emÚ M– ˆnf]l/Ësf] sfd
118 | l;d]G6 s+qmL6 ˆnf]l/Ë -!M@M$_ -#* dL=dL=_ ======================================================================= | 48 | ?= | 479.99 | j=dL=
119 | l;d]G6 s+qmL6 ˆnf]l/Ë -!M@M$_ -%) dL=dL=_ ======================================================================= | 48 | ?= | 605.65 | j=dL=
120 | l;d]G6 s+qmL6 ˆnf]l/Ë -!M@M$_ -&% dL=dL=_ ======================================================================= | 48 | ?= | 843.41 | j=dL=
121 | @% dL=dL= afSnf] df]hfos ˆnf]l/Ë @) dL=dL= -!M@M$_ l;d]G6 ===================================================================== | 49 | ?= | 1235.15 | j=dL=
122 | @% dL=dL= df]hfos ˆnf]l/Ë -!M@ _ l;d]G6 af=df -!( dL=dL= l;d]G6======================================================================= | 49 | ?= | 2241.17 | j=dL=
123 | @) dL=dL= df]hfos ˆnf]l/Ë -!M@ _ l;d]G6 af=df -!@=% dL=dL= l;d]G6======================================================================== | 50 | ?= | 2245.23 | j=dL=
124 | @) dL=dL= 6]/fhf] 6fO{n @) dL=dL= afSnf] !M$ efudf l;d]G6 afn'jf=============== | 50 | ?= | 2133.68 | j=dL=
125 | kf]/l;nLg Un]H8 6fO{n -!M$_ l;d]G6 af=df ======================================================================= | 51 | ?= | 1897.67 | j=dL=
126 | kf]/l;nLg Un]H8 6fO{n -!M$_ l;d]G6 af=df af]8/ ;lxt ======================================================================= | 51 | ?= | 1956.86 | j=dL=
127 | %) dL=dL= af]Snf] 5fKg] 9'Ëf km\n}:6f]g !M$ ;d]G6 afn'jfdf ================================================ | 51 | ?= | 1539.23 | j=dL=
128 | %) dL=dL= ;Ddsf] 5fkf] 9'Ëf afn'jfdf 5fKg] sfd ================================================ | 52 | ?= | 1414.16 | j=dL=
129 | @%–#&=% dL=dL= afSnf] 5fKg] 9'+uf -ˆn}u:6f]g_ !M$ l;d]G6 afn'jfdf===================================== | 52 | ?= | 1288.18 | j=dL=
130 | @% dL=dL= afSnf] t]lnof O{6f !M@ ;'sL{ d;nfdf 5fKg] sfd ==================================== | 52 | ?= | 1420.91 | j=dL=
131 | r]K6f] O{+6f -!M^_ l;=af=df 5fKg] sfd ======================================================================= | 53 | ?= | 817.95 | j=dL=
132 | 7f8f] O{+6f -!M^_ l;=af=df 5fKg] sfd ======================================================================= | 53 | ?= | 1070.76 | j=dL=
133 | kfs]6 lj5\ofpg] / vfS;L nufO{ kfln; ug]{ sfd ============================================================================= | 53 | ?= | 1844.56 | j=dL=
134 | ;'Vvf O{6f RofK6f] 5fKg] sfd =========================================================================== | 54 | ?= | 571.06 | j=dL=
135 | ;'Vvf O{6f 7f8f] 5fKg] sfd =========================================================================== | 54 | ?= | 982.9 | j=dL=
136 | ;'Vvf 9+'uf 5fKg] sfd =========================================================================== | 54 | ?= | 5254.84 | j=dL=
137 | !@% dL=dL= afSnf] 7f8f] O{6f ;f]lnË u/L hf]gL{df afn'jf eg]{ sfd ======================================================================= | 55 | ?= | 991.86 | j=dL=
138 | 9'Ëf 5fKf]sf]df l6Ksf/ ug]{ sfd ======================================================================= | 55 | ?= | 59.18 | j=dL=
139 | ˆnf]l/Ëdf afn'jf eg]{ sfd ========================================================================================= | 55 | ?= | 1821.78 | #=dL=
140 | 6'qmf O{6fn] eg]{ sfd =================================================================================== | 56 | ?= | 2167.1 | #=dL=
141 | # dL=dL= df]6fO{ d;Lgf] l;d]G6 3f]6\g] sfd ======================================================== | 56 | ?= | 190.37 | j=dL=
142 | @% dL=dL= afSnf] cu¦fvsf7sf] ˆn]s 5fKg] sfd ====================================================== | 56 | ?= | 6255.65 | j=dL=
143 | %) dL=dL= df]6f] x]eL 8o"6L OG6/nls+u s+lqm6Ans la5ofpg]] sfd================ | 57 | ?= | 1180.63 | j=dL=
144 | ^) dL=dL= df]6f] x]eL 8o"6L OG6/nls+u s+lqm6Ans la5ofpg]] sfd================ | 57 | ?= | 1208.32 | j=dL=
145 | leQf Pj+ l;lnËdf Kn]g Knf:6/ ckm k]l/; ug]{ sfo{================================== | 57 | ?= | 149.99 | j=dL=
146 | d]l;gd]8 Sn] 6fon !M$ l;d]G6 afn'jfdf jfn ;km]{;df 6f+:g] sfo{================== | 58 | ?= | 1577.56 | j=dL=
147 | d]l;gd]8 Sn] 6fon !M$ l;d]G6 afn'jfdf :nf]k ?km ;km]{;df 6f+:g]============== | 58 | ?= | 1583.38 | j=dL=
148 | @% dL=dL= l;d]G6 s+lqm6 6fon -/ftf] /+usf]_ !M$ l;d]G6 d;nfdf========== | 58 | ?= | 1643.85 | j=dL=
149 | @% dL=dL= l;d]G6 s+lqm6 6fon -v}/f] /+usf]_ !M$ l;d]G6 d;nfdf =========== | 59 | ?= | 1616.62 | j=dL=
150 | !^ dL=dL=u¦]gfO{6, l;d]G6 d;nfdf 5fkL 3f]6\g] / kflnz ;d]t ug]{================= | 59 | ?= | 4798.6 | j=dL=
151 | @% dL=dL= afSnf] PlG6l:nk l;d]G6 6fOn l;d]G6 jfn'jfdf -!M$_ =================== | 59 | ?= | 1418.42 | j=dL=
152 | !) dL=dL= afSnf] Pl;8 jf PNsfnL k¦lt/f]ws 6fOn l;d]G6 jfn'jfdf======== | 60 | ?= | 1025.44 | j=dL=
153 | /a/ j]:8 P8]l;edf lk=le=l;=6fOn nufpg] /f]lnË ug]{ ;d]t sfo{ =============== | 60 | ?= | 2132.27 | j=dL=
154 | !^ dL=dL= dfj{n @) dL=dL= afSnf] l;d]G6 d;nfdf 5fkL 3f]6\g] ========== | 60 | ?= | 3029.12 | j=dL=
155 | !^ dL=dL= dfj{n, e¥ofÍ v'8\lsnf, :sl6{Ë, leQf, lkn/ cflbdf 5fkL ======= | 61 | ?= | 3224.02 | j=dL=
156 | e¥ofËsf] v'8\lsnfdf dfj{n gf]lhË ug{] sfd ================================================= | 61 | ?= | 301.87 | j=dL=
157 | dfj{n kf]ln; dfq ug{] sfd ======================================================================= | 61 | ?= | 625.31 | j=dL=
158 | !@ dL=dL= afSnf] !)) dL=dL= prfO{sf] sf7sf] kfs]{6n] :sl6{Ë ug]{ =========== | 62 | ?= | 2032.73 | j=dL=
159 | !@ dL=dL= afSnf] l;d]G6 jfn'jf -!M^_ df gg\Un]H8 6fOnsf] :sl6{Ë ========== | 62 | ?= | 257.66 | j=dL=
sfo{ ;d"x …`Ú M– Knfi6/sf] sfd
160 | !@=% dL=dL= l;d]G6 afn'jf -!M#_ Knfi6/ l;ln+udf ======================================================================= | 62 | ?= | 303.3 | j=dL=
161 | !@=% dL=dL= l;d]G6 afn'jf -!M$_ Knfi6/ l;ln+udf ======================================================================= | 63 | ?= | 292.53 | j=dL=
162 | !@=% dL=dL= l;d]G6 afn'jf -!M$_ Knfi6/ ======================================================================= | 63 | ?= | 257.16 | j=dL=
163 | !@=% dL=dL= l;d]G6 afn'jf -!M^_ Knfi6/ ======================================================================= | 63 | ?= | 233.79 | j=dL=
164 | !@=% dL=dL= r'gf ;'sL{ -!M@_ Knfi6/ ======================================================================= | 64 | ?= | 291.87 | j=dL=
165 | @) dL=dL= r'gf ;'sL{ -!M@_ Knfi6/ ======================================================================= | 64 | ?= | 393.2 | j=dL=
166 | @) dL=dL= l;d]G6 afn'jf -!M#_ Knfi6/ ======================================================================= | 64 | ?= | 360.44 | j=dL=
167 | @) dL=dL= l;d]G6 afn'jf -!M$_ Knfi6/ ======================================================================= | 65 | ?= | 340.72 | j=dL=
168 | @) dL=dL= l;d]G6 afn'jf -!M^_ Knfi6/ ======================================================================= | 65 | ?= | 304.39 | j=dL=
169 | @% dL=dL= afSnf] df6f]sf] Knfi6/ ug]{ sfd ============================================ | 65 | ?= | 246.84 | j=dL=
170 | !@ dL=dL= lnpg Knfi6/ ============================================================================== | 66 | ?= | 185.95 | j=dL=
171 | O{6fsf] uf/f]df l;d]G6 afn'jf -!M!_ df ˆn; l6Ksf/ ug]{ sfd====================== | 66 | ?= | 170.94 | j=dL=
172 | O{6fsf] uf/f]df l;d]G6 afn'jf -!M@_ df ˆn; l6Ksf/ ug]{ sfd | 66 | ?= | 154.97 | j=dL=
173 | af]N8/ 9'+ufsf] uf/f]df ˆn; ?N8 l6Ksf/ ug]{ sfd -!M!_====================================== | 67 | ?= | 228.89 | j=dL=
174 | af]N8/ 9'+ufsf] uf/f]df l;d]G6 afn'jf -!M@_ df ˆn; ?N8 l6Ksf/ ============ | 67 | ?= | 198.25 | j=dL=
175 | PZn/ sfddf ˆn; ?N8 l6Ksf/ l;d]G6 afn'jf -!M#_ sfo{ ============================ | 67 | ?= | 113.2 | j=dL=
176 | $% ;]=dL=X$% ;]=dL= r]K6f] 9'+uf 5fk]sf]df -!M#_ l;d]G6 afn'jfsf] ========== | 68 | ?= | 59.18 | j=dL=
177 | t]lnof O{6f 5fk]sf]df l;d]G6 afn'jf -!M!_ l6Ksf/ ========================================= | 68 | ?= | 129.9 | j=dL=
178 | l;d]G6df # dL=dL= afSnf] ˆnl;+u Knfi6/ nufpg] sfd================================== | 68 | ?= | 188.08 | j=dL=
179 | Knfi6/ dfly @) dL=dL= afSnf] emNn/ jf kfgL k§L agfpg] sfd================== | 69 | ?= | 141.36 | /=dL=
180 | !Æ afSnf] ?lkmË 6fon a'§f Knfi6/ l;d]G6 d;nf -!M$_ ================================ | 69 | ?= | 632.5 | j=dL=
181 | leQf Pjd\ l;lnËdf @ ld=ld= Kn]g XjfO{6 k'§L Knfi6/ ug]{ sfo{===================== | 69 | ?= | 174.46 | j=dL=
sfo{ ;d"x …6Ú M– /+u /f]ugsf] sfd
182 | gofF ;km]{;df XjfO{6jfz ug]{ sfd -l;ln+udf_ b'O{ sf]6 ======================================================================= | 69 | ?= | 27.06 | j=dL=
183 | gofF ;km]{;df XjfO{6jfz b'O{ sf]6 ug]{ sfd ======================================================================= | 70 | ?= | 23.61 | j=dL=
184 | gofF ;km]{;df XjfO{6jfz tLg sf]6 ug]{ sfd -l;ln+udf_ ======================================================================= | 70 | ?= | 51.45 | j=dL=
185 | gofF ;km]{;df XjfO{6jfz tLg sf]6 ug]{ sfd ======================================================================= | 70 | ?= | 44.03 | j=dL=
186 | k'/fgf] ;km]{;df XjfO{6jfz ug]{ sfd ======================================================================= | 71 | ?= | 12.31 | j=dL=
187 | Ps sf]6 l8:6]Dk/ /+u nufpg] sfd ======================================================================= | 71 | ?= | 72.15 | j=dL=
188 | b'O{ sf]6 l8:6]Dk/ /+u nufpg] sfd ======================================================================= | 71 | ?= | 98.51 | j=dL=
189 | Ps sf]6 jf6/ k¦'km l;d]G6 sf]6 nufpg] sfd ======================================================================= | 72 | ?= | 34.84 | j=dL=
190 | b'O{ sf]6 jf6/ k¦'km l;d]G6 sf]6 nufpg] sfd ======================================================================= | 72 | ?= | 79.63 | j=dL=
191 | Ps sf]6 Ogfd]n k]G6 nufpg] sfd -Ps sf]6 k¦fOd/ ;lxt_ ======================================================================= | 72 | ?= | 141.38 | j=dL=
192 | b'O{ sf]6 Ogfd]n k]G6 nufpg] sfd -k¦fOd/ ;lxt_ ==================================================== | 73 | ?= | 212.35 | j=dL=
193 | Ps sf]6 Knfli6s O{dNzg k]G6 nufpg] sfd -k¦fOd/ ;lxt_ ==================================== | 73 | ?= | 134.49 | j=dL=
194 | b'O{ sf]6 Knfli6s O{dNzg k]G6 nufpg] sfd -k¦fOd/ ;lxt_ ==================================== | 73 | ?= | 205.55 | j=dL=
195 | 8o'/fl;n k]G6 O{6fsf] ufx¦f] km];df nufpg] sfd ======================================================================= | 74 | ?= | 210.35 | j=dL=
196 | c:t/ jfx]s Ps sf]6 Pk]S; k]G6 -j]b/ sf]6_ ug]{ sfd =========================================== | 74 | ?= | 93.66 | j=dL=
197 | c:t/ jfx]s b'O{ sf]6 Pk]S; k]G6 -j]b/ sf]6_ ug]{ sfd ============================================== | 74 | ?= | 173.42 | j=dL=
198 | b'O{ sf]6 PNo'ldlgod k]G6 nufpg] sfd ======================================================================= | 75 | ?= | 190.74 | j=dL=
199 | Ps sf]6 8jn jf]ON8 lnG;L8 cfon nufpg] sfd ======================================================================= | 75 | ?= | 32.08 | j=dL=
200 | b'O{ sf]6 8jn jf]ON8 lnG;L8 cfon nufpg] sfd ======================================================================= | 75 | ?= | 62.27 | j=dL=
201 | Ps sf]6 afg]{; nufpg] sfd ============================================================================= | 76 | ?= | 52.26 | j=dL=
202 | b'O{ sf]6 afg]{; nufpg] sfd =============================================================================== | 76 | ?= | 100.28 | j=dL=
203 | Ps sf]6 cnsqf k]G6 nufpg] sfd ======================================================================= | 76 | ?= | 32.68 | j=dL=
204 | b'O{ sf]6 cnsqf k]G6 nufpg] sfd ======================================================================= | 77 | ?= | 56.83 | j=dL=
205 | tLg sf]6 rk¦f kflnz nufpg] sfd ======================================================================= | 77 | ?= | 111.03 | j=dL=
206 | Ps sf]6 6f6f /]8 cS;fO8 nufpg] sfd ============================================================================= | 77 | ?= | 93.49 | j=dL=
207 | b'O{ sf]6 6f6f /]8 cS;fO8 nufpg] sfd ============================================================================= | 78 | ?= | 158.93 | j=dL=
208 | Knf:6/ ;km]{;df XjfO6 l;d]G6 Ps sf]6 nufpg] sfd============================================================== | 78 | ?= | 44.41 | j=dL=
209 | Knf:6/ ;km]{;df XjfO6 l;d]G6 b'O{ sf]6 nufpg] sfd============================================================== | 78 | ?= | 80.93 | j=dL=
210 | k'/fgf] b/jf/sf] jflx/L efudf Pssf]6 r'gf kf]Tg] sfd================================ | 79 | ?= | 36.66 | j=dL=
211 | k'/fgf] b/jf/sf] jflx/L efudf Pssf]6 /fdltnsn] kf]Tg] sfd ======================== | 79 | ?= | 38.61 | j=dL=
212 | k'/fgf] ;txdf lnG;L8 cfonn] k'5L tof/L Ogfd]n k]G6 ! sf]6 ============ | 79 | ?= | 144.03 | j=dL=
213 | c:t/ jfx]s Pssf]6 tof/L Ogfd]n k]G6 ug]{ sfd ===================================================================== | 80 | ?= | 82.38 | j=dL=
214 | c:t/ jfx]s b'O{sf]6 tof/L Ogfd]n k]G6 ug]{ sfd ===================================================================== | 80 | ?= | 153.36 | j=dL=
215 | c:t/ jfx]s Ps sf]6 Knfli6s OdN;g k]G6 ug]{ sfd ============================================================ | 80 | ?= | 82.48 | j=dL=
216 | c:t/ jfx]s Ps sf]6 Knfli6s OdN;g k]G6 ug]{ sfd ============================================================ | 81 | ?= | 153.54 | j=dL=
217 | c:t/ jfx]s Ps sf]6 cfNd'lgod k]G6 ug]{ sfd ======================================================= | 81 | ?= | 64.62 | j=dL=
218 | c:t/ jfx]s b'O{ sf]6 cfNd'lgod k]G6 ug]{ sfd ======================================================= | 81 | ?= | 131.74 | j=dL=
219 | c:t/ jfx]s Ps sf]6 /]8 cS;fO8 k]G6 ug]{ sfd ================================================= | 82 | ?= | 63.6 | j=dL=
220 | c:t/ jfx]s Ps sf]6 /]8 cS;fO8 k]G6 ug]{ sfd ================================================= | 82 | ?= | 124.79 | j=dL=
221 | Ps sf]6 k¦fO{d/ ;lxt b'O{ sf]6 tof/L jf;]jn l8:6]Dk/ nufpg] sfd ============== | 82 | ?= | 106.3 | j=dL=
222 | Interior and Exterior Heritage granular……………………………………………… | 83 | ?= | 1051.79 | j=dL=
223 | Interior and Exterior Heritage flakes……………………………………………… | 83 | ?= | 1299.27 | j=dL=
224 | Interior and Exterior Heritage granite finishing……………………………………………… | 83 | ?= | 1670.49 | j=dL=
225 | Interior and Exterior Heritage roller coat……………………………………………… | 83 | ?= | 1051.79 | j=dL=
226 | Interior and Exterior Heritage Top coat plastic lamination……………………………………………… | 84 | ?= | 272.22 | j=dL=
sfo{ ;d"x …7Ú M– cf]; lg/f]wssf] sfd
227 | Dustban/Permise chemicals for Anti Termite Treatment ……………………… | 84 | ?= | 482.58 | j=dL=
228 | Ps tx Knfli6s km]N6 nufpg] sfd ============================================================ | 84 | ?= | 663.77 | j=dL=
229 | b'O{ tx Knfli6s km]N6 nufpg] sfd ============================================================== | 85 | ?= | 1059.37 | j=dL=
230 | !M@ efudf jf6/ k¦'km sDkfp08 ld;fO{ 8]Dk k¦'lkm+Ë ug]{ ===================================== | 85 | ?= | 354.77 | j=dL=
231 | @=% ;]=dL= df]6fO{ l;d]G6 s+qmL6 -!M!½M#_ 8]Dk k¦'kmLË ug]{ ===================================== | 85 | ?= | 385.3 | j=dL=
232 | #=* ;]=dL= df]6fO{ l;d]G6 s+qmL6 -!M@M$_ 8]Dk k¦'kmLË ug]{ ===================================== | 86 | ?= | 464.2 | j=dL=
233 | Ps sf]6 lj6'ldg k]G6 8]Dk k¦'km sf];{df nufO{ afn'jfn] 5f]Kg] ================================ | 86 | ?= | 350.54 | j=dL=
234 | %)) u]hsf] kf]lnlyg zL6 Ps tx lj5\ofpg] =============================================== | 86 | ?= | 100.05 | j=dL=
235 | Ps tx 6f/km]N6 nufpg] sfd ==================================================================== | 87 | ?= | 673.26 | j=dL=
236 | b'O{ tx 6f/km]N6 nufpg] sfd ======================================================================= | 87 | ?= | 1078.35 | j=dL=
237 | 8]Dk k¦'km u¦]8 6f/km]N8 Ps tx nufpg] =========================================================== | 87 | ?= | 816.86 | j=dL=
238 | Elastocrete cementitious elastomeric water proofing coating 2 ……………. | 88 | ?= | 593.95 | j=dL=
239 | Waterproofing treatment by Crystallization Process two coats of ……………. | 88 | ?= | 634.16 | j=dL=
sfo{ ;d"x …8Ú M– Pressure Grouting sf] sfd
240 | Pressure grouting on RCC Roof slab…………………………………………………. | 88 | ?= | 433.09 | j=dL=
241 | Pressure grouting on basement slab…………………………………………………. | 88 | ?= | 544.45 | j=dL=
242 | Pressure grouting and sealing RCC slab crack ………………………………………………. | 89 | ?= | 643.44 | j=dL=
243 | Pressure grouting on RCC Column ………………………………………………. | 89 | ?= | 373.75 | KjfOG^
244 | Expansion Joint Works: - Chipping and laying thermacol in the hole……………………., | 89 | ?= | 7129.08 | j=dL=
sfo{ ;d"x …9Ú M– eTsfO{ ;fdfg ;'/lIft :yfgdf /fVg] sfd
245 | df6f]df hf]8]sf] uf/f] eTsfO{ To;af6 cfPsf] ;fdu¦L !) dL=;Dd=========== | 89 | ?= | 457.12 | #=dL=
246 | l;d]G6 jf jh¦df hf]8]sf] uf/f] eTsfO{ To;af6 cfPsf] ;fdfu+¦L !) dL===== | 90 | ?= | 914.25 | #=dL=
247 | cf/=l;=l;= jf cf/=lj=l;= sfd eTsfO{ !) dL= k/ x6fpg] sfd============================= | 90 | ?= | 4743.75 | #=dL=
248 | Kn]g l;d]G6 sqmL6 jf jh¦ s+qmL6 eTsfO{ !) dL= k/ x6fpg] sfd============================= | 90 | ?= | 1725 | #=dL=
249 | l;d]G6 jf jh¦ Knfi6/ eTsfO{ !) dL= k/ x6fpg] sfd================================== | 90 | ?= | 46.57 | j=dL=
250 | 6fOn 5fgf eTsfO{ !) dL= k/ x6fpg] sfd==================================================== | 91 | ?= | 67.52 | j=dL=
251 | uf/f]sf] df]x8fdf lju¦]sf] O{6f lgsfnL l;d]G6 afn'jf -!M^_ df uf/f] ======== | 91 | ?= | 12064.63 | #=dL=
252 | k'/fgf] dfj{n ˆnf]/ tyf leQfdf HofdLåf/f dfj{n ;tx cShflns ======== | 91 | ?= | 154.69 | j=dL=
253 | k'/fgf] kfs]{6 lj5\ofPsf] 7fpFdf 3f]6L kfln; ug]{ sfo{ ======================================== | 92 | ?= | 41.47 | j=dL=
254 | k'/fgf] df]hfos ˆnf]l/Ë u/]sf] 7fpFdf 3f]6L d}g kfln; ;d]t ug]{ sfo{ =============== | 92 | ?= | 171.19 | j=dL=
255 | df6f]sf] d;nfsf] uf/f]af6 O{6f lemls nfu]sf] d;nf ;kmf ug]{ ==================================== | 92 | ?= | 1.87 | uf]^f
256 | r'gf ;'sL{sf] d;nfsf] uf/f]af6 O{6f lemls nfu]sf] d;nf ;kmf ug]{ ================================== | 93 | ?= | 2.44 | uf]^f
257 | l;d]G6 d;nfsf] uf/f]af6 O{6f lemls nfu]sf] d;nf ;kmf ug]{ ================================== | 93 | ?= | 3.09 | uf]^f
258 | s'+b]sf] 9'Ëf, dfj{n jf lk¦sfi6 s+lqm6 -r'gf, ;'sL{ d;nfdf_ eTsfpg] ================ | 93 | ?= | 697.325 | #=dL=
259 | s'+b]sf] 9'Ëf, dfj{n jf lk¦sfi6 s+lqm6 -l;d]G6 d;nfdf_ eTsfpg] sfd================== | 94 | ?= | 1285.98 | #=dL=
260 | kmnfd] sfd -Rofgn PËn 6L cflb_ x6fpg] sfo{ lemSg]===================================== | 94 | ?= | 1675.405 | d]=^=
261 | cf/=l;=l;=km]G;sf] sfd x6fpg] df6f] vGg] / vfN8f]df df6f] ;Dofpg] =============== | 94 | ?= | 194.06 | j=dL=
262 | kmnfd] km]G;sf] sfd x6fpg] df6f] vGg] / vfN8f]df df6f] ;Dofpg] ======== | 94 | ?= | 181.12 | j=dL=
263 | sf7] km]G;sf] sfd x6fpg] df6f] vGg] / vfN8f]df df6f] ;Dofpg] ;d]t ========= | 95 | ?= | 172.5 | j=dL=
264 | h:tfkftfsf] 5fgf eTsfO{ To;af6 lg:s]sf sf7 tyf kmnfd] lgdf{0f ======== | 95 | ?= | 33.54 | j=dL=
sfo{ ;d"x …0fÚ M– kmnfd] sfd
265 | kmnfd] lu¦n agfO{ vfS;L nufO{ /]8cS;fO8 k]G6============================================== | 95 | ?= | 132.82 | s]=hL=
266 | $=% X @) dL=dL= kmnfd] lu¦n agfO{ vfS;L nufO{ /]8cS;fO8 k]G6=============== | 95 | ?= | 2855.73 | j=dL=
267 | # X @) dL=dL= kmnfd] lu¦n agfO{ vfS;L nufO{ /]8cS;fO8 k]G6 ========================= | 96 | ?= | 2143.79 | j=dL=
268 | % X @) dL=dL= kmnfd] kftfsf] k¦m]ddf !@ x !@ dL=dL=;f]ln8 sf]/ =============== | 96 | ?= | 2347.06 | j=dL=
269 | ljleGg ;fO{hsf] kmnfd] PËn km]lj¦s]zg u/L k¦fOd/ k]G6 ;lxt ug]{ ======== | 96 | ?= | 134.91 | s]=hL=
270 | kmnfd] 3'Dg] e¥ofË M $Æ–^Æ Ø ;Ddsf] dWod >]0fLsf] sfnf] kfO{k ========= | 97 | ?= | 9128.24 | /=dL=
271 | kmnfd] /f]lnË ;6/ agfO{ h8fg ug]{ , k]G6LË / Hofnf ;d]t=========================== | 97 | ?= | 3538.96 | j=dL=
272 | kmnfd] sf]nfK;Lan u]6 k]lG6Ë / h8fg ;d]t ug]{ ========================================= | 97 | ?= | 5036.21 | j=dL=
273 | kmnfd] u]6 !^ u]h -%)X%)X% dL=dL=sf] k¦m]d ;lxt_ agfO{ hf]8\g]================= | 97 | ?= | 6805.7 | j=dL=
274 | lh=cfO{=sf9]tf/ -jf/ j]8 jfo/_ nufpg] ====================================================== | 98 | ?= | 48.57 | /=dL=
275 | ld6/ b"/Ldf vDaf ufl8 % tx tyf @ j6f 8fouf]gn sf9]tf/ nufpg]======== | 98 | ?= | 1295.17 | /=dL=
276 | sfnf] kmnfd] kfO{ksf] 6«; agfO{ h8fg ug]{ sfd =========================================== | 98 | ?= | 128.58 | s]=hL=
sfo{ ;d"x …tÚ M– /]lnËsf] sfd
277 | %) dL=dL= Ø sf] sfnf] kmnfd] kfO{k kf]i6 @ dL6/ b"/Ldf @)x@)x$======= | 99 | ?= | 2468.79 | j=dL=
278 | %) dL=dL= Ø sf] sfnf] kmnfd] kfO{k kf]i6 @ dL6/ b"/Ldf @%x@%x$====== | 99 | ?= | 2623.895 | j=dL=
279 | %) dL=dL=Aof;sf] :6]Gn];l:6nsf] x\of08/]ndf @ ld6/sf] b"/Ldf ============ | 99 | ?= | 4073.76 | /=dL=
280 | #* dL=dL=Aof;sf] :6]Gn];l:6nsf] x\of08/]ndf @ ld6/sf] b"/Ldf============== | 100 | ?= | 2297.9169 | j=dL=
281 | !%X!% ;]=dL= ;fOhsf] lzzf} sf7sf] kf]i6 tyf #ÆX#Æ ;fO{hsf] ============= | 100 | ?= | 2605.0344 | j=dL=
282 | !%X!% ;]=dL= ;fOhsf] ;fn sf7sf] kf]i6 tyf #ÆX#Æ ;fO{hsf] =========== | 100 | ?= | 5677.7289 | j=dL=
283 | lzzf} sf7sf] #ÆX $Æ;fO{hsf] Xof08/]n agfO{ lkml6Ë ug]{ sfd======================== | 101 | ?= | 1970.87 | /=dL=
284 | dfn;fdfg pknAw u/L @) ld=ld= df]6fO{sf] l;;f} sf7sf] l;lnË============== | 101 | ?= | 1795.97 | j=dL=
sfo{ ;d"x …yÚ M– sf7;Fu ;DalGwt ljljw sfd
285 | dfn;fdfg pknAw u/L !( ld=ld= df]6fO{sf] KnfO{ jf]8{sf] l;lnË =============] | 102 | ?= | 1474.15 | j=dL=
286 | #*X&% dL=dL= ;fO{hsf] cu¦fv sf7sf] # dL= dL= sdl;{on KnfO{p8 ================== | 102 | ?= | 2198.92 | j=dL=
287 | #*X&% dL=dL= ;fO{hsf] cu¦fv sf7sf] !( dL= dL= cu¦fv sf7sf] ================= | 102 | ?= | 7448.92 | j=dL=
288 | %)X&% dL=dL= ;fO{hsf] cu¦fv sf7sf] ^ dL= dL= jf6/k¦'km KnfOp8sf]==== | 103 | ?= | 2756.5 | j=dL=
289 | &%X&% dL=dL= ;fO{hsf] cu¦fv sf7 !@ dL=dL=sdl;{on KnfO{p8df======= | 103 | ?= | 3063.5318 | j=dL=
290 | &%X&% dL=dL= ;fO{hsf] cu¦fv sf7 !@ dL=dL=sdl;{on KnfO{p8df========= | 104 | ?= | 3421.9831 | j=dL=
291 | dfn;fdfg pknAw u/L lh=cfO{=k¦m]ddf lhD;d jf]8{sf] l8hfOg kmN;======== | 104 | ?= | 1175.53 | j=dL=
292 | dfn;fdfg pknAw u/L lh=cfO{=k¦m]ddf lhD;d jf]8{sf] ;fwf/0f kmN;==== === | 104 | ?= | 804.31 | j=dL=
293 | dfn;fdfg pknAw u/L lh=cfO{=k¦m]ddf d]6fnfOH8 kf]lnP6/ nfldg]6]8======= | 105 | ?= | 1212.65 | j=dL=
294 | dfn;fdfg pknAw u/L lh=cfO{=k¦m]ddf ;fwf/0f d]6fnfOH8 kf]lnP6/ ====== | 105 | ?= | 1064.16 | j=dL=
295 | dfn;fdfg pknAw u/L ^ dL=dL= afSnf] km\nf]S; cf]– jf]8{ kmN;=========== | 105 | ?= | 395.96 | j=dL=
sfo{ ;d"x …bÚ M– cNd'lgodsf] sfd
296 | Aluminium fixed panel window with Ventilation but without fly mesh…………………………………. | 105 | ?= | 5444.56 | j=dL=
297 | Aluminium fixed panel window with Ventilation but with fly mesh shutter………………………………. | 106 | ?= | 5852.9 | j=dL=
298 | Aluminium sliding window without Ventilator from section………………………………. | 106 | ?= | 5716.78 | j=dL=
299 | Aluminium sliding window with Ventilator from section ..………………………………. | 106 | ?= | 6125.13 | j=dL=
300 | Aluminium sliding door section (101 x45 x1.5)mm with sash ..………………………………. | 106 | ?= | 6397.35 | j=dL=
301 | Casement double panel aluminum windows with Ventilation ………..……. | 107 | ?= | 5444.56 | j=dL=
302 | Aluminium casement door section of (101 x45 x1.5)mm sash …..…………. | 107 | ?= | 6669.58 | j=dL=
303 | Aluminium swing door section of (101 x45 x1.5)mm…………….. | 107 | ?= | 6669.58 | j=dL=
304 | Aluminium sliding window 2 track section of (88 x38x1.5)mm……………………. | 107 | ?= | 5172.33 | j=dL=
305 | Aluminium fixed window and partition with fixed ventilator from 9mm….…… | 108 | ?= | 5172.33 | j=dL=
306 | Aluminium partition with 5mm thick glass and 9mm thick laminated …….….. | 108 | ?= | 5172.33 | j=dL=
307 | Aluminium partition with 5mm thick glass and 9mm thick laminated ….….. | 108 | ?= | 4900.1 | j=dL=
sfo{ ;d"x …wÚ M– o'=lk=le=;L=sf] sfd
308 | UPVC Casement Window 60*60 mm White Colour………………………………… | 108 | ?= | 8366.25 | j=dL=
309 | UPVC Single Door (frame 60X60mm, sash 60X 104mm) …………………………… | 109 | ?= | 9171.25 | j=dL=
310 | UPVC Singl Door with full pannel (frame 60*60mm sash 60X100mm ……………. | 109 | ?= | 9297.75 | j=dL=
311 | UPVC 110X64X9mm thick board and 5mm thick Partition With Half …….. | 109 | ?= | 11558.65 | j=dL=
312 | UPVC 60*60mm white colour Swing Door With 5mm Glass Panel……………… | 108 | ?= | 7510.65 | j=dL=
313 | UPVC sliding window with net (frame 50 X 80mm sash 58 X 36mm …………… | 109 | ?= | 8055.75 | j=dL=
314 | UPVC sliding window without net (frame 60 X 60mm sash 66 X 42mm ……….. | 109 | ?= | 7440.5 | j=dL=
315 | UPVC sliding Door with net (frame 52 X 88mm sash 8 X 42mm………………….. | 109 | ?= | 9918.75 | j=dL=
316 | UPVC sliding Door without net (frame 60 X 60mm sash 88 X 40mm…………… | 110 | ?= | 9608.25 | j=dL=
317 | UPVC Double Door (frame 60 X 60mm sash 60 X 140mm………………………. | 111 | ?= | 9297.75 | j=dL=
sfo{ ;d"x …gÚ M– ljljw sfd
318 | Structure glazing with laminated safety glass 6.38 mm thick | 111 | ?= | 13455 | j=dL=
319 | % ls=dL= ;Ddsf] b'/L # 6g Sofkfl;6Ls] 6«såf/f vlg elTs cfPsf============== | 111 | ?= | 410.32 | #=dL=
320 | ;fdfGo df6f]n] k'g]{ sfd !%, !% ;]=dL= sf] txdf km}nfpg]================================================================ | 5 | ?= | 217.06 | #=dL=
sfo{ ;d"x …7Ú M– l6Ksf/ ug]{ sfd
!%@= | O{6fsf] uf/f]df l;d]G6 afn'jf -!M!_ ˆn; l6Ksf/ ug]{ sfd ======================================================================= | 66 | ?= | 170.94 | j=dL=
!%#= | O{6fsf] uf/f]df l;d]G6 afn'jf -!M!_ ?N8 l6Ksf/ ug]{ sfd ======================================================================= | 67 | ?= | #REF! | j=dL=
!%$= | O{6fsf] uf/f]df l;d]G6 afn'jf -!M@_ ˆn; l6Ksf/ ug]{ sfd ======================================================================= | 67 | ?= | 154.97 | j=dL=
!%%= | O{6fsf] uf/f]df l;d]G6 afn'jf -!M@_ ?N8 l6Ksf/ ug]{ sfd ======================================================================= | 67 | ?= | #REF! | j=dL=
!%^= | O{6fsf] uf/f]df l;d]G6 afn'jf -!M#_ ˆn; l6Ksf/ ug]{ sfd ======================================================================= | 68 | ?= | #REF! | j=dL=
!%&= | O{6fsf] uf/f]df l;d]G6 afn'jf -!M#_ ?N8 l6Ksf/ ug]{ sfd ======================================================================= | 68 | ?= | #REF! | j=dL=
!%*= | af]N8/ 9'Ëfsf] uf/f]df l;d]G6 afn'jf -!M!_ ?N8 l6Ksf/ ug]{ sfd ======================================================================= | 68 | ?= | 228.89 | j=dL=
!%(= | af]N8/ 9'Ëfsf] uf/f]df l;d]G6 afn'jf -!M@_ ˆn; ?N8 l6Ksf/ ug]{ sfd ======================================================================= | 69 | ?= | 198.25 | j=dL=
!^)= | af]N8/ 9'Ëfsf] uf/f]df l;d]G6 afn'jf -!M#_ ?N8 l6Ksf/ ug]{ sfd ======================================================================= | 69 | ?= | #REF! | j=dL=
!^!= | PZn/ sfddf l;d]G6 afn'jf -!M#_ ?N8 l6Ksf/ ug]{ sfd ======================================================================= | 69 | ?= | 113.2 | j=dL=
!^@= | r]K6f] 9'Ëdf 5fk]sf]df l;d]G6 afn'jf -!M#_ l6Ksf/ ug]{ sfd ======================================================================= | 70 | ?= | 59.18 | j=dL=
!^#= | t]lnof O{6f 5fk]sf]df l;d]G6 afn'jf -!M!_ l6Ksf/ ug]{ sfd ======================================================================= | 70 | ?= | 129.9 | j=dL=
!^$= | ˆnl;+u Knfi6/ l;d]G6 afn'jf -!M!_ df nufpg] sfd ======================================================================= | 70 | ?= | #REF! | j=dL=
!^%= | r'gfdf ˆnl;+u Knfi6/ nufpg] sfd ======================================================================= | 71 | ?= | #REF! | j=dL=
!^^= | l;d]G6df ˆnl;+u Knfi6/ nufpg] sfd ======================================================================= | 71 | ?= | 188.08 | j=dL=
sfo{ ;d"x …8Ú M– jf6/ k¦'lkm+u ug]{ sfd
!^&= | @ ;]=dL=df]6fO{sf] l;d]G6 afn'jf -!M@_ df 8]Dk k¦'lkmË ug]{ sfd ======================================================================= | 71 | ?= | 354.77 | j=dL=
!^*= | @=% ;]=dL=df]6fO{sf] l;d]G6 s+qmL6 -!M!!÷@M#_ df 8]Dk k¦'lkmË ug]{ sfd ======================================================================= | 72 | ?= | 385.3 | j=dL=
!^(= | #=* ;]=dL=df]6fO{sf] l;d]G6 s+qmL6 -!M@M$_ df 8]Dk k¦'lkmË ug]{ sfd ======================================================================= | 72 | ?= | 464.2 | j=dL=
!&)= | lj6'dLg k]G6 8]Dk k¦'km sf];{df nufO{ afn'jfn] 5f]Kg] sfd ======================================================================= | 72 | ?= | 350.54 | j=dL=
!&!= | %)) u]hsf] kf]lnlyg zL6 Ps tx lj5\ofpg] sfd ======================================================================= | 73 | ?= | 100.05 | j=dL=
!&@= | Ps tx tf/km]N6 sfd ================================================================================= | 73 | ?= | 673.26 | j=dL=
!&#= | b'O{ tx tf/km]N6 sfd ======================================================================================= | 73 | ?= | 1078.35 | j=dL=
!&$= | 8]Dk k¦'km u¦]8 6f/km]N6 Ps tx nufpg] ======================================================================= | 74 | ?= | 816.86 | j=dL=
sfo{ ;d"x …9Ú M– dd{t ;DaGwL sfd
!&%= | uf/f]sf] df]x8fdf lju¦]sf] O{6f lgsfnL l;=af= -!M^_ df dd{t ug]{ sfd ======================================================================= | 74 | ?= | 12064.63 | #=dL=
!&^= | k'/fgf] ;txdf lnG;L8 cfonn] k'5L tof/L Ogfd]n k]G6 ug]{ sfd ======================================================================= | 74 | ?= | 144.03 | j=dL=
!&&= | l;d]G6 jf jh¦ Knfi6/ eTsfpg] sfd ======================================================================= | 75 | ?= | 46.57 | j=dL=
!&*= | 6fO{n 5fgf eTsfpg] sfd ================================================================================== | 75 | ?= | 67.52 | j=dL=
!&(= | df6f]df hf]8]sf] uf/f] eTsfpg] sfd ======================================================================= | 75 | ?= | 457.12 | #=dL=
!*)= | l;d]G6 jf jh¦ hf]8]sf] uf/f] eTsfpg] sfd ======================================================================= | 76 | ?= | 914.25 | #=dL=
!*!= | cf/=;L=;L= jf cf/= lj=;L= eTsfpg] sfd ======================================================================= | 76 | ?= | 4743.75 | #=dL=
!*@= | kL=;L=;L= jf Pn=;L=;L= eTsfpg] sfd ======================================================================= | 76 | ?= | 1725 | #=dL=
sfo{ ;d"x …0fÚ M– kmnfdsf] sfd
183 | kmnfd] lu¦n agfO{ vfS;L nufO{ /]8cS;fO8 k]G6 ;d]t u/L hf]8\g] | 76 | ?= | 132.82 | s]=lh=
184 | # X @) dL=dL=u¦Ln jgfO{ hf]8\g] sfd -k]G6 ;d]t_ ======================================================================= | 77 | ?= | 2143.79 | j=dL=
185 | $=% X @) dL=dL=u¦Ln jgfO{ hf]8\g] sfd -k]G6 ;d]t_ ======================================================================= | 77 | ?= | 2855.73 | j=dL=
186 | kmnfd] sf]nK;Ljn u]6 jgfO{ hf]8\g] sfd -k]G6 ;d]t_ ======================================================================= | 77 | ?= | 5036.21 | j=dL=
187 | kmnfd] /f]ln+u z6/ jgfO{ hf]8\g] sfd -k]G6 ;d]t_ ======================================================================= | 78 | ?= | 3538.96 | j=dL=
188 | kmnfd] u]6 jgfO{ hf]8\g] sfd k¦fOd/ k]G6 ;lxt_=========================== | 78 | ?= | 6805.7 | j=dL=
189 | hL=cfO{=sf+8]tf/ nufpg] sfd ============================================================================ | 78 | ?= | 48.57 | /=dL=
190 | # d+L= b"/Ldf vDaf uf8L sf+8]tf/ nufpg] sfd ============================================================= | 79 | ?= | 1295.17 | /=dL=
-%nfOg l;wf,@ nfOg t];f]{ / ;fn sf7sf] kf]n ;lxt_
sfo{ ;d"x …tÚ M– gofF sfd
191 | i) Aluminium fix panel at sliding windows of section with flymesh (88 x38.1x1.3) | 79 | ?= | #REF! | j=dL=
192 | ii) Aluminium sliding window with fixed panels without fly mesh shutter of section (88 x38.1x1.3) | 79 | ?= | 5852.9 | j=dL=
193 | iii) Aluminium sliding door of section (101 x45x1.5) | 80 | ?= | 5444.56 | j=dL=
194 | iv) Aluminium casement windows of section (54 x38x1.5 | 80 | ?= | 5852.9 | j=dL=
195 | v) Aluminium casement door of section (101 x45 x1.5) | 81 | ?= | 5716.78 | j=dL=
196 | vi) Aluminium swing door of section (101x45x1.5) | 81 | ?= | 6125.13 | j=dL=
197 | vii) Aluminium sliding windows of section (101 x45 x1.5) | 81 | ?= | 6397.35 | j=dL=
198 | viii) Aluminium partition with 5 mm thick glass and 9 mm thick laminated board of section (101 x45x1.1) | 82 | ?= | 5444.56 | j=dL=
199 | ixAluminium partition with 5 mm thick glass and 9 mm thick laminated board of section (64 x38x1.1) | 82 | ?= | 6669.58 | j=dL=
200 | Black Pipe Tubular truss h8fg ug]{ sfd -k¦fOd/ k]G6 ;lxt_ =================================== | 82 | ?= | 262.89 | s]=hL=
201 | Black Pipe Tubular Purlin agfO{ h8fg ug]{ sfd -k¦fOd/ k]G6 ;lxt_ ======================= | 83 | ?= | 128.58 | s]=hL=
202 | #Æx$Æ ;fOhsf] lz;f} sf7sf] x\of8/]n agfO{ lkm6 ug]{ ========================================== | 83 | ?= | 1886 | /=dL=
203 | ¾" sf] :Sjfo/ kfO{k /]lnË jgfO{ ;fn jf lzzf}sf] Handrail h8fg ug]{ sfd========= | 84 | ?= | 1546.75 | j=dL=
204 | ¾" kmnfd Square pipe railing agfO{ !!÷@Æ Jof;sf] sfnf] kfO{ksf] Handrail h8fg ug]{ ======================================================================= | 84 | ?= | 920 | j=dL=
205 | k'/fgf] b/jf/sf] jflx/L efudf Pssf]6 White Wash ug]{ ======================================================================= | 85 | ?= | 36.66 | j=dL=
206 | k'/fgf] b/jf/sf] jflx/L efudf Pssf]6 /fdltnsn] kf]Tg] sfd ======================================================================= | 85 | ?= | 38.61 | j=dL=
207 | c:t/ jfx]s Pssf]6 tof/L Ogfd]n k]G6 ug]{ sfd ======================================================================= | 86 | ?= | 82.38 | j=dL=
208 | c:t/ jfx]s b'O{sf]6 tof/L Ogfd]n k]G6 ug]{ sfd ======================================================================= | 86 | ?= | 153.36 | j=dL=
209 | c:t/ jfx]s Pssf]6 Knfli6s OdN;g k]G6 ug]{ sfd ======================================================================= | 86 | ?= | 82.48 | j=dL=
210 | c:t/ jfx]s b'O{ sf]6 Knfli6s OdN;g k]G6 ug]{ sfd ======================================================================= | 87 | ?= | 153.54 | j=dL=
211 | c:t/ jfx]s Ps sf]6 cfNd'lgod k]G6 ug]{ sfd ======================================================================= | 87 | ?= | 64.62 | j=dL=
212 | c:t/ jfx]s b'O{ sf]6 cfNd'lgod k]G6 ug]{ sfd ======================================================================= | 87 | ?= | 131.74 | j=dL=
213 | c:t/ jfx]s Ps sf]6 /]8 cS;fO8 k]G6 ug]{ sfd ================================================== | 88 | ?= | 63.6 | j=dL=
214 | c:t/ jfx]s b'O{ sf]6 /]8 cS;fO8 k]G6 ug]{ sfd ================================================= | 88 | ?= | 124.79 | j=dL=
215 | !) SWG sf] G.I. Chain Link @Æx@Æ dL=dL= d]; ;fO{hsf] km]lG;Ë ug]{ sfd ======================================================================= | 89 | ?= | 2468.79 | j=dL=
216 | & dL=dL= kmnfd] 808Lsf] hfnL agfO{ km]lG;Ë ug]{ sfd ======================================================================= | 89 | ?= | 2623.895 | j=dL=
217 | kmnfd] PËn km]lj¦s]zg h8fg ug]{ sfd ======================================================================= | 90 | ?= | 134.91 | s]=hL=
218 | !=@ dL=dL= kmfO{j/ Unf; zL6n] 5fgf 5fpg] sfd ======================================================================= | 90 | ?= | 1948.824 | j=dL=
219 | dfn;fdfg pknAw u/L !=@ ld=ld= kmfO{j/ Unf; Kn]g zL6n] 5fgf 5fpg] sfd . ============================================================================================= | 90 | ?= | 1158.05 | j=dL=
220 | !=@ dL=dL= kmfO{j/ Unf; zL6sf] w'/L 5fpg] sfd -/=dL=_ ====================================================== | 91 | ?= | #REF! | /=dL=
| !=@ dL=dL= kmfO{j/ Unf; zL6sf] w'/L 5fpg] sfd -j=dL=_ ===================================== | 91 | ?= | #REF! | j=dL=
221 | k'/fgf] dfj{n km\nf]/ ;kmf ug]{ sfd ======================================================================= | 91 | ?= | 154.69 | j=dL=
222 | k'/fgf] kfs]{6 km\nf]/ ;kmf ug]{ sfd ======================================================================= | 92 | ?= | 41.47 | j=dL=
223 | k'/fgf] df]Hofs km\nf]/ ;kmf ug]{ sfd ======================================================================= | 92 | ?= | 171.19 | j=dL=
224 | l;d]G6 d;nfdf kfgL k§L agfpg] sfd ======================================================================= | 92 | ?= | #REF! | /=dL=
225 | h:tfkftfsf] 5fgf eTsfpg] sfd ============================================================================= | 93 | ?= | #REF! | j=dL=
226 | !Æ afSnf] ?lkmË 6fon a'§f Knf:6/ ug]{ sfd ======================================================================= | 93 | ?= | 632.5 | j=dL=
227 | lhk jf]8{ Kn]g km\n;\ l;lnË ================================================================================== | 94 | ?= | 804.31 | j=dL=
228 | lhk jf]8{ l8hfO{g km\n;\ l;lnË ============================================================================= | 94 | ?= | 1175.53 | j=dL=
229 | PdlkPn lhk jf]8{ Kn]g km\n;\ l;lnË ======================================================================= | 94 | ?= | 1064.16 | j=dL=
230 | PdlkPn lhk jf]8{ l8hfOg km\n;\ l;lnË ======================================================================= | 95 | ?= | 1212.65 | j=dL=
231 | lhk jf]8{ 8«fO{jfn kfl6{;g ====================================================================================== | 95 | ?= | 1361.14 | j=dL=
232 | lhk jf]8{ jfn kfgflnË ========================================================================================== | 95 | ?= | 903.3 | j=dL=
233 | Ps tx Knfli6s km]N6 nufpg sfd ======================================================================= | 96 | ?= | 663.77 | j=dL=
234 | b'O{ tx Knfli6s km]N6 nufpg sfd ======================================================================== | 96 | ?= | 1059.37 | j=dL=
235 | cfd{:6«fË jf]8{sf] km\n;\ l;lnË agfpg] sfd ======================================================================= | 97 | ?= | 1695.23 | j=dL=
236 | O{nf:6«f]d]l/s jf6/k¦'lkmË sf]l6Ë ug]{ sfd ======================================================================= | 97 | ?= | 593.95 | j=dL=
237 | kmnfd] 3'Dg] e¥ofË agfO{ h8fg ug]{ sfd ======================================================================= | 98 | ?= | 9128.24 | /=dL=
238 | d]l;gd]8 Sn] 6fon jfn ;km]{;df 6fF:g] sfo{ ========================================================= | 98 | ?= | 1577.56 | j=dL=
239 | s'FlbPsf] ;fn sf7sf] em\ofn 9f]sf h8fg ug]{ sfd ============================================= | 99 | ?= | 19396.24 | j=dL=
240 | s'FlbPsf] ;fn sf7sf] cfFvL em\ofn jf 9f]sf h8fg ug]{ sfd ==================================== | 99 | ?= | 6465.41 | j=dL=
241 | UPVC (80x50)mm size sliding white colour window with 5mm glass pannel fixing all complete ……………………………………….. | 99 | ?= | #REF! | j=dL=
242 | UPVC (60x60)mm size white colour casement window with 5mm glass pannel fixing all complete …………………………………………… | 100 | ?= | #REF! | j=dL=
243 | UPVC (100x60)mm,9mm th. Board and 5 mm th glass white color doors with necessary accessories all complete; ……………………… | 100 | ?= | #REF! | j=dL=
244 | UPVC (60x60)mm size,9mm th. white colour partition board /5mm glass pannel fixing all complete ……………………………………… | 100 | ?= | #REF! | j=dL=
245 | Supplying and fixing of (80x50) mm th. White color casement windows(double glazing glass), etc all complete. …………………… | 101 | ?= | #REF! | j=dL=
246 | UPVC (60x60)mm size white colour swing door with 5mm glass pannel fixing all complete; …………………………………… | 101 | ?= | #REF! | j=dL=
247 | Carbon Fibre UPVC Roofing Sheet including the cost of material and labour fitting, fixing, all complete job (3mm Thick) …………….. | 101 | ?= | 1734.2 | j=dL=
248 | Carbon Fibre UPVC Roofing Sheet including the cost of material and labour fitting, fixing, all complete job (2mm Thick) …………….. | 102 | ?= | 1342.57 | j=dL=
249 | #* X !)) dL=dL= ;fn sf7sf] k¦m]dsf] Kofgnx?df * dL=dL=sf] sdl;{on KnfO{p8 /fvL Psftkm{ $ dL=dL= l6sKnfO{p8 n]ldg]6 u/L KnfO{sf] l8nfvfkf agfO{ h8fg ug]{ . ============================================ | !)@ | ?= | 5932.55 | j=dL=
250 | #* X !)) dL=dL= ;fn sf7sf] k¦m]dsf] Kofgnx?df * dL=dL=sf] sdl;{on KnfO{p8 /fvL b'a}tkm{ $ dL=dL= l6sKnfO{p8 n]ldg]6 u/L KnfO{sf] l8nfvfkf agfO{ h8fg ug]{ . ============================================= | 103 | ?= | 6380.74 | j=dL=
251 | #* X !)) dL=dL= ;fn sf7sf] k¦m]dsf] Kofgnx?df * dL=dL=sf] jf6/k¦'km KnfO{p8 /fvL Psftkm{ $ dL=dL= l6sKnfO{p8 n]ldg]6 u/L jf6/k¦'km KnfO{p8sf] l8nfvfkf agfO{ h8fg ug]{ . ======================= | !)# | ?= | 6073.85 | j=dL=
252 | Supplying and fitting Ready made Teak wood Doors,ordinary (Seasoned and Poisoned treated ,one side teak) with all neccessary hardware all complete. | 104 | ?= | 3955.81 | j=dL=
253 | Supplying and fitting Ready made Teak wood Doors,special (Seasoned and Poisoned treated ,one side teak) with all neccessary hardware all complete. | 104 | ?= | 4868.01 | j=dL=
254 | Supplying and fitting Ready made Teak wood Doors,ordinary (Seasoned and Poisoned treated ,one side teak and other side water proof ply fitting) with all neccessary hardware all complete. …………………………… | 105 | ?= | 4261.69 | j=dL=
255 | Supplying and fitting Ready made Teak wood Doors,special (Seasoned and Poisoned treated ,one side teak and other side water proof ply fitting) with all neccessary hardware all complete. ………………………………… | 105 | ?= | 4942.26 | j=dL=
256 | ;gdfO{sf n]ldg]zg u/L hf]8\g] sfd Pstkm{ dfq . ============================= | 106 | ?= | 289.14 | j=dL=
257 | kmf]/dfO{sf n]ldg]zg u/L hf]8\g] sfd Pstkm{ dfq . ============================= | 106 | ?= | 910.37 | j=dL=
258 | &% X &% dL=dL= ;fO{hsf] cu¦fv sf7sf] !=&! X !=*^ dL=sf] sf]7fdf %) X &% dL=dL= ;fO{hsf] sf7n] qm; kfl6{;g u/L !@ dL=dL=sdl;{on KnfO{p8df Psftkm{ $ dL=dL=sf] l6s KnfO{p8 n]ldg];g u/L hf]lt{df sf7sf] lni6L nufO{ kfl6{;g ug]{ . ======================================================== | 107 | ?= | 3063.5318 | j=dL=
259 | &% X &% dL=dL= ;fO{hsf] cu¦fv sf7sf] !=&! X !=*^ dL=sf] sf]7fdf %) X &% dL=dL= ;fO{hsf] sf7n] qm; kfl6{;g u/L !@ dL=dL=sdl;{on KnfO{p8df b'a}tkm{ $ dL=dL=sf] l6s KnfO{p8 n]ldg];g u/L hf]lt{df sf7sf] lni6L nufO{ kfl6{;g ug]{ . ========================================================= | 107 | ?= | 3421.9831 | j=dL=
260 | $=% X @) dL=dL= kmnfd] kftfsf] k¦m]ddf !@ x !@ dL=dL=;f]ln8 sf]/ :Sjfo/ /8sf] lu¦n agfO{ vfS;L nufO{ /]8cS;fO8 tyf cNd'lgod k]G6 ;d]t u/L hf]8\g] . =============================================================================== | 108 | ?= | 2347.06 | j=dL=
261 | #* dL=dL=Aof;sf] :6]Gn];l:6nsf] x\of08/]ndf @ ld6/sf] b"/Ldf #* dL=dL=Aof;sf] :6]Gn];l:6ns} 7f8f] kf]i6 /fvL x\of08/]n / e'O+sf] aLrdf b'O{ tx t];f]{ @% dL=dL=Aof;sf] :6]Gn];l:6nsf] d]Da/ /fvL @Ú–^Æ b]lv #Ú–)Æ ;Dd prfO{ ePsf] /]lnË jgfO{ h8fg ug]{ sfd . ========================== | 108 | ?= | 0 | j=dL=
262 | Ps sf]6 c:t/ u/L b'O{ sf]6 Pk]S; k]G6 ug]{ sfd . =============================== | 109 | ?= | 194.12 | j=dL=
263 | Ps sf]6 k¦fO{d/ ;lxt b'O{ sf]6 tof/L jf;]jn l8:6]Dk/ nufpg] sfd . ===== | 109 | ?= | 106.3 | j=dL=
264 | Classic dfj{n -#)) X #)) dL=dL=_ ] !M@ efusf] l;d]G6 d;nfdf 5fkL 3f]6\g] / kflnz ;d]t ug]{ . ============================================= | 109 | ?= | 2035.48 | j=dL=
265 | !^ dL=dL=u¦]gfO{6, @) dL=dL= afSnf] !M@ efusf] l;d]G6 d;nfdf 5fkL 3f]6\g] / kflnz ;d]t ug]{ . ================================================================ | 110 | ?= | 4798.6 | j=dL=
266 | leQf Pj+ l;lnËdf Kn]g XjfO{6 kl§ Knf:6/ ug]{ sfo{ . ========================== | 110 | ?= | 66.7 | j=dL=
267 | !@ dL=dL= jfSnf] !)) dL=dL=prfO{sf] sf7sf] kfs]{6n] sf]7fx?df :sl6ª ug]{ sfd . ======================================================================================== | 110 | ?= | 929.52 | j=dL=
268 | @Ú–^Æ b]lv #Ú–)Æ ;Dd prfO{ ePsf] ^Æx ^Æ ;fO{hsf] ;fn jf lzzf} sf7sf] snfTds kf]i6 tyf #Æx #Æ;fO{hsf] snfTds an':6/ /fvL #Æx$Æ ;fO{hsf] ;fn jf lzzf}sf] x\of08/]n agfO{ h8fg ug]{ sfd . ====== | 111 | ?= | 6054.56 | j=dL=
269 | Supplying & Painting minium 2 coats of Japanees Texture paint over cement plastered surface including cleaning the surface, preparation all complete an aproved colour as per office. ………………………… | 111 | ?= | #REF! | j=dL=
270 | %) X &% dL=dL= ;fO{hsf] cu¦fv sf7sf] ^)) X ()) dL= dL= sf] sf]7f agfO{ ljleGg lsl;dsf] kmN; l;lnË 7f]Sg] ^ dL=dL= jf6/k¦'km KnfO{p8 ================================================================== | 111 | ?= | 2840.87 | j=dL=
271 | Supplying and laying Teak wood Parqueting on floor polishing all complete(150mm*30mm*8mm) ………………………………………….. | 112 | ?= | 1586.96 | j=dL=
272 | Supplying and laying Sisam wood wall panelling on wall(with wood frame) polishing all complete(75mm*16mm) ……………………………………….. | 112 | ?= | 5289.88 | j=dL=
273 | Heritage Wall Surface Texture (Interior and Exterior) including the cost supplying and fitting (Heritage granular) ………………………………….. | 112 | ?= | 1051.79 | j=dL=
274 | Heritage Wall Surface Texture (Interior and Exterior) including the cost supplying and fitting (Heritage flakes) ………………………………………. | 112 | ?= | 1299.27 | j=dL=
275 | Heritage Wall Surface Texture (Interior and Exterior) including the cost supplying and fitting (Heritage granite finishing) …………………………. | 113 | ?= | 1670.49 | j=dL=
276 | Heritage Wall Surface Texture (Interior and Exterior) including the cost supplying and fitting (Heritage roller coat) ……………………………….. | 113 | ?= | 1051.79 | j=dL=
277 | Heritage Wall Surface Texture (Interior and Exterior) including the cost supplying and fitting (Heritage Top coat plastic lamination) ……………….. | 113 | ?= | 272.22 | j=dL=
278 | Supply and errection of (75mm thick) aerocon/rapicon prefab panel in partition wall.all complete ………………………………………………. | 113 | ?= | 3078.03 | j=dL=
279 | Supply and errection of (50mm thick) aerocon/rapicon prefab panel in partition wall. All complete ………………………………………………….. | 114 | ?= | 2345.61 | j=dL=
280 | Supply and errection of (40mm thick) aerocon/rapicon prefab panel in partition wall. All complete …………………………………………….. | 114 | ?= | 1948.16 | j=dL=
281 | Supply and fixing of (40mm thick)aerocon/rapicon prefab panel cubical partition wall all complete………………………………………………….. | 114 | ?= | 2067.07 | j=dL=
282 | Supplying and fixing 6 mm thick Flex-O- Board (Water proof cement board) for false ceiling all complete ……………………………………………… | 115 | ?= | 395.96 | j=dL=
283 | Providing and applying Dustban/Permise chemicals for Anti Termite Treatment all complete. ……………………………………………….. | 115 | ?= | 482.58 | j=dL=
284 | d]l;gd]8 Sn] 6fon !M$ l;d]G6 afn'jfdf :nf]k ?km ;km]{;df 6f+:g] sfo{ === | 115 | ?= | 1583.38 | j=dL=
285 | 25 mm thick C.C. Tile (Red color) paving in 1:4 cement mortar ………….. | 116 | ?= | 1643.85 | j=dL=
286 | 25 mm thick C.C. Tile (Grey color) paving in 1:4 cement mortar ……………. | 116 | ?= | 1616.62 | j=dL=
Annex-1
UPVC sf]] ‰ofn, 9f]sf tyf wall partition sf lgdf{0f ;fdfu¦Lx? (Certified by ISO 9001-2000, ISO 14001:2004, ISO 527-2:1993, ISO 178:2001, iec 60695-2-11:2001, ASTM D4226-00, 91/338/EEC) As per approved District rate of 068-069
287 | UPVC Casement Window 60*60 mm White Colour With 5mm Glass | 117 | ?= | 8366.25 | j=dL=
288 | UPVC Double Glazing Casement Window 60*60 mm Frame White Colour With 5mm Glass | 117 | ?= | #REF! | j=dL=
289 | UPVC Sliding Window With 50*80 mm White Colour And 5mm Glass With Aluminium Sliding Track | 118 | ?= | 9171.25 | j=dL=
290 | UPVC Casement Window 60*60 mm Frame White Colour With 5mm Glass With UPVC Panel Luever Fixed | 118 | ?= | 9297.75 | j=dL=
291 | UPVC Casement Window 60*60 mm Frame White Colour With 5mm Glass With Adjustable Glass Panel Luever | 119 | ?= | 11558.65 | j=dL=
292 | UPVC Sliding Window With 50*80 mm White Colour With Aluminium Sliding Track And 5mm Glass With Adjustable Glass Panel Luever | 119 | ?= | 7510.65 | j=dL=
293 | UPVC Door 100mm*60mm White Colour With Top Glass 5mm And Bottom UPVC Panel | 120 | ?= | 8055.75 | j=dL=
294 | UPVC Door 100mm*60mm White Colour With Top Glass 5mm Glass And Bottom 9mm Nepal Board | 120 | ?= | 7440.5 | j=dL=
295 | UPVC Door 100mm*60mm White Colour With Top And Bottom UPVC Panel | 121 | ?= | 9918.75 | j=dL=
296 | UPVC 60*60 mm Partition With Half Board 9mm And Other Half 5mm Glass | 121 | ?= | 9608.25 | j=dL=
297 | UPVC 100mm*60mm Swing Door With Top 5mm Glass And Bottom UPVC Panel | 121 | ?= | 9297.75 | j=dL=
298 | Aluminium composit panel 3mm 0.20 black core sheet supplying and fitting all complete work. | 122 | ?= | 3835.94 | j=dL=
299 | Aluminium composit panel 3mm 0.25 black core sheet supplying and fitting all complete work. | 122 | ?= | 4071.04 | j=dL=
300 | Aluminium composit panel 3mm 0.30 black core sheet supplying and fitting all complete work. | 123 | ?= | 4330.9 | j=dL=
301 | Aluminium composit panel 4mm 0.20 black core sheet supplying and fitting all complete work. | 123 | ?= | 4330.9 | j=dL=
302 | Aluminium composit panel 4mm 0.30 black core sheet supplying and fitting all complete work. | 124 | ?= | 4603.12 | j=dL=
303 | Aluminium composit panel 4mm 0.50 black core sheet supplying and fitting all complete work. | 124 | ?= | 5147.58 | j=dL=
304 | Aluminium composit panel 4mm.0.25 Vergin core sheet supplying and fitting all complete work. | 125 | ?= | 4677.37 | j=dL=
305 | Aluminium composit panel 4mm.0.30 Vergin core sheet supplying and fitting all complete work. | 125 | ?= | 4912.47 | j=dL=
306 | Aluminium composit panel 4mm.0.50 Vergin core sheet supplying and fitting all complete work | 126 | ?= | 5543.55 | j=dL=
307 | % ls=dL= ;Ddsf] b'/L # 6g Sofkfl;6Ls] 6«såf/f vlg elTs cfPsf tyf sfd gnfUg] a:t' tyf ;fdfg yGsfpg] sfd . | 126 | ?= | 410.32 | #=dL=
=
=

## Sheet1
303 | sfnf] kmnfd] kfO{ksf] 6«; agfO{ k¦fOd/ k]G6 ;lxt ;fO6df
lgb]{zfg';f/ h8fg ug]{ sfd .
b/ ljZn]if0fsf] nflu %(=#$ s]=hL= lnOPsf]
| ;¦f]t ;fwg | tx÷lsl;d | kl/df0f | PsfO{ | b/ k¦lt PsfO{ | /sd | k¦To]s ;¦f]t ;fwgsf] hDdf
| >lds | l;kfn' | 3 | ;+Vof | 525 | 1575
|  | HofdL | 4 | ;+Vof | 375 | 1500 | 3075
| lgdf{0f ;fdu¦L | kmnfd]
|  | sfnf] kfO{k | 59.34 | s]=hL= | 154 | 9138.36
|  | ;;fgf g6 jf]N6; | 54 | uf]6f | 23 | 1242
|  | k¦fOd/ k]G6 | cGbfhL | – | – | 110 | 10490.36
[5 empty] | jf:tljs b//]6 |  | 13565.36
| b/ k¦lt s]]=hL=sf] |  |  |  | !%Ü 7]s]bf/ cf]e/x]8 |  | 2034.8
| 15600.16 | ?= | 262.89 | k}= | hDdf b/ /]6 |  | 15600.16
59.34
b/ ljZn]if0fsf] nflu ! Jf= dL= lnOPsf]
| ;¦f]t ;fwg | tx÷lsl;d | kl/df0f | PsfO{ | b/ k¦lt PsfO{ | /sd | k¦To]s ;¦f]t ;fwgsf] hDdf
| lgdf{0f ;fdu¦L | cfNd'lgodsf
| -Hofnf ;lxt_ | ;fdu¦L | 1 | j=dL= | 5089.48 | 5089.48 | 5089.48
[5 empty] | jf:tljs b//]6 |  | 5089.48
| b/ /]6 k¦lt j= dL=sf] |  |  |  | !%Ü 7]s]bf/ cf]e/x]8 |  | 763.42
?= | 5852.9 | k}= |  |  | hDdf b/ /]6 |  | 5852.9
277 | lzzf} sf7sf] #Æx$Æ ;fO{hsf] x\of08/]n agfO{ lkml6Ë ug]{ sfd .
b/ ljZn]if0fsf] nflu ! /=dL= lnOPsf]
| ;¦f]t ;fwg | tx÷lsl;d | kl/df0f | PsfO{ | b/ k¦lt PsfO{ | /sd | k¦To]s ;¦f]t ;fwgsf] hDdf
|  | lzzf} sf7sf] | 1 | /=dL= | 1640 | 1640
x\of08/]n #Æx$Æ+
sf] agfO{
|  | lkml6Ë ug]{ |  |  |  |  | 1640
[5 empty] | jf:tljs b//]6 |  | 1640
| b/ /]6 k¦lt /=dL=sf] |  |  |  | !%Ü 7]s]bf/ cf]e/x]8 |  | 246
?= | 1886 | k}= |  |  | hDdf b/ /]6 |  | 1886
gf]6 M ut cf=j=sf] b//]6 cg';f/
278
#÷$" X #÷$Æ;fO{hsf] :Sjfo/ kfO{kaf6 @Ú–^Æ b]lv #Ú–)Æ ;Dd prfO{ ePsf] /]lnË jgfO{
#Æx$Æ ;fO{hsf] ;fn jf lzzf}sf] x\of08/]n agfO{ k¦fOd/ k]G6 ;lxt h8fg ug]{ sfd .
b/ ljZn]if0fsf] nflu ! J.=dL= lnOPsf]
| ;¦f]t ;fwg | tx÷lsl;d | kl/df0f | PsfO{ | b/ k¦lt PsfO{ | /sd | k¦To]s ;¦f]t ;fwgsf] hDdf
| lgdf{0f ;fdu¦L | #÷$Æ x #÷$Æ kmnfd]
:Sjfo/ kfO{k
|  | /]lnË agfO{ | 1 | j=dL= | 1345 | 1345
;fn jf lzzf} sf7sf]
x\of08/]n Pj+
a¦f; SoflkË
|  | / kf]i6 ;d]t |  |  |  |  | 1345
[5 empty] | jf:tljs b//]6 |  | 1345
| b/ /]6 k¦lt j=dL=sf] |  |  |  | !%Ü 7]s]bf/ cf]e/x]8 |  | 201.75
?= | 1546.75 | k}= |  |  | hDdf b/ /]6 |  | 1546.75
279 | #÷$" X #÷$Æ;fO{hsf] :Sjfo/ kfO{kaf6 @Ú–^Æ b]lv #Ú–)Æ ;Dd prfO{ ePsf] /]lnË jgfO{
!!÷@Æ Jof;sf] sfnf] kfO{ksf] x\of0/]n jgfO{ ;KnfO{, h8fg Pj+ k¦fO{d/ k]G6
;lxt ;Dk"0f{ sfd .
b/ ljZn]if0fsf] nflu ! J.=dL= lnOPsf]
| ;¦f]t ;fwg | tx÷lsl;d | kl/df0f | PsfO{ | b/ k¦lt PsfO{ | /sd | k¦To]s ;¦f]t ;fwgsf] hDdf
| lgdf{0f ;fdu¦L | #÷$Æ x #÷$Æ kmnfd]
:Sjfo/ kfO{k
sf] tof/L /]lnË
|  | af/ / sfnf] kfO{ksf] | 1 | j=dL= | 800 | 800
x\of08/]n Pj+
a¦f; SoflkË
|  | / kf]i6 ;d]t |  |  |  |  | 800
[5 empty] | jf:tljs b//]6 |  | 800
| b/ /]6 k¦lt j=dL=sf] |  |  |  | !%Ü 7]s]bf/ cf]e/x]8 |  | 120
?= | 920 |  |  |  | hDdf b/ /]6 |  | 920
181 | Supplying, making, fixing suspended ceilling (for R.C.C.) plain ceiling.
! s | Providing fitting, fixing in posiotion G.I. Under frame, using GYPSTEEL branded
channel fixing 9.0-12.5mm thick Gyp board or Boral Plaster board finishing
of joints with compound & tape all complete.
b/ ljZn]if0fsf] nflu ! Jf= dL= lnOPsf]
| ;¦f]t ;fwg | tx÷lsl;d | kl/df0f | PsfO{ | b/ k¦lt PsfO{ | /sd | k¦To]s ;¦f]t ;fwgsf] hDdf
| lgdf{0f ;fdu¦L | lhk af]8{ kmN;\l;lnËsf
| -Hofnf ;lxt_ | ;fdu¦L | 1 | j=dL= | 699.4 | 699.4
699.4
[5 empty] | jf:tljs b//]6 |  | 699.4
| b/ /]6 k¦lt j= dL=sf] |  |  |  | !%Ü 7]s]bf/ cf]e/x]8 |  | 104.91
?= | 804.31 | k}= |  |  | hDdf b/ /]6 |  | 804.31
182 | Supplying, making, fixing suspended ceiling (for R.C.C.) design ceiling.
! v | Providing fitting, fixing in posiotion G.I. Under frame, using GYPSTEEL branded
channel fixing 9.0-12.5mm thick Gyp board or Boral Plaster board finishing
of joints with compound & tape all complete.
b/ ljZn]if0fsf] nflu ! Jf= dL= lnOPsf]
| ;¦f]t ;fwg | tx÷lsl;d | kl/df0f | PsfO{ | b/ k¦lt PsfO{ | /sd | k¦To]s ;¦f]t ;fwgsf] hDdf
| lgdf{0f ;fdu¦L | lhk af]8{ l8hfOg kmN;\l;lnËsf
| -Hofnf ;lxt_ | ;fdu¦L | 1 | j=dL= | 1022.2 | 1022.2
1022.2
[5 empty] | jf:tljs b//]6 |  | 1022.2
| b/ /]6 k¦lt j= dL=sf] |  |  |  | !%Ü 7]s]bf/ cf]e/x]8 |  | 153.33
?= | 1175.53 | k}= |  |  | hDdf b/ /]6 |  | 1175.53
183 | Supplying, making, fixing ceiling with MPL board (for CGI roofing ceiling) plain ceiling.
! Uf | Providing fitting, fixing in position G.I. under frame, using GYPSTEEL branded
channels, fixing 9.0-12.5mm thick MPL (metalised polyster laminated) board or MPL boral
plater board finishing of joints with compound & tape all complete.
b/ ljZn]if0fsf] nflu ! Jf= dL= lnOPsf]
| ;¦f]t ;fwg | tx÷lsl;d | kl/df0f | PsfO{ | b/ k¦lt PsfO{ | /sd | k¦To]s ;¦f]t ;fwgsf] hDdf
| lgdf{0f ;fdu¦L | d]6fnfO{H8 kf]ln:6/ jf]8{ kmN;\l;lnËsf
| -Hofnf ;lxt_ | ;fdu¦L | 1 | j=dL= | 925.36 | 925.36
925.36
[5 empty] | jf:tljs b//]6 |  | 925.36
| b/ /]6 k¦lt j= dL=sf] |  |  |  | !%Ü 7]s]bf/ cf]e/x]8 |  | 138.8
?= | 1064.16 | k}= |  |  | hDdf b/ /]6 |  | 1064.16
184 | Supplying, making, fixing ceiling with MPL board (for CGI roofing ceiling) design ceiling.
! 3 | Providing fitting, fixing in posiotion G.I. Under frame, using GYPSTEEL branded
channel fixing 9.0-12.5mm thick MPL (metalised polyster laminated) board or MPL boral
plater board finishing of joints with compound & tape all complete.
b/ ljZn]if0fsf] nflu ! Jf= dL= lnOPsf]
| ;¦f]t ;fwg | tx÷lsl;d | kl/df0f | PsfO{ | b/ k¦lt PsfO{ | /sd | k¦To]s ;¦f]t ;fwgsf] hDdf
| lgdf{0f ;fdu¦L | d]6fnfO{H8 kf]ln:6/ jf]8{ l8hfO{h kmN;\l;lnËsf
| -Hofnf ;lxt_ | ;fdu¦L | 1 | j=dL= | 1054.48 | 1054.48
1054.48
[5 empty] | jf:tljs b//]6 |  | 1054.48
| b/ /]6 k¦lt j= dL=sf] |  |  |  | !%Ü 7]s]bf/ cf]e/x]8 |  | 158.17
?= | 1212.65 | k}= |  |  | hDdf b/ /]6 |  | 1212.65
185 | Dry wall partition with metal stud :
@ s | Providing fitting, fixing G.I. under frame, using GYPSTEEL branded
channel fixing 12.5mm thick Gypboard or boral plater board
on both side, finishing of joints with compound & tape all complete overall thickness 75mm
b/ ljZn]if0fsf] nflu ! Jf= dL= lnOPsf]
| ;¦f]t ;fwg | tx÷lsl;d | kl/df0f | PsfO{ | b/ k¦lt PsfO{ | /sd | k¦To]s ;¦f]t ;fwgsf] hDdf
| lgdf{0f ;fdu¦L | d]6n :68sf] jfn kf6]{;g
| -Hofnf ;lxt_ | ;fdu¦L | 1 | j=dL= | 1183.6 | 1183.6
1183.6
[5 empty] | jf:tljs b//]6 |  | 1183.6
| b/ /]6 k¦lt j= dL=sf] |  |  |  | !%Ü 7]s]bf/ cf]e/x]8 |  | 177.54
?= | 1361.14 | k}= |  |  | hDdf b/ /]6 |  | 1361.14
186 | Gypsum or Boral plaster board wall panelling :
@ v | Providing fitting, fixing in position G.I. under frame, using GYPSTEEL branded
channel fixing 12.5mm thick Gypboard or boral plater board
finishing of joints with compound & tape all complete.
b/ ljZn]if0fsf] nflu ! Jf= dL= lnOPsf]
| ;¦f]t ;fwg | tx÷lsl;d | kl/df0f | PsfO{ | b/ k¦lt PsfO{ | /sd | k¦To]s ;¦f]t ;fwgsf] hDdf
| lgdf{0f ;fdu¦L | lhK;d\ jf jf]/n Knfi6/ jf]8{sf] jfn kfglnË
| -Hofnf ;lxt_ | ;fdu¦L | 1 | j=dL= | 785.48 | 785.48
785.48
[5 empty] | jf:tljs b//]6 |  | 785.48
| b/ /]6 k¦lt j= dL=sf] |  |  |  | !%Ü 7]s]bf/ cf]e/x]8 |  | 117.82
?= | 903.3 | k}= |  |  | hDdf b/ /]6 |  | 903.3
230
Providing fitting, fixing in position Armstrong Mineral board (fine fissured ANF)
for suspended false ceiling with necessary frames & hooks
all complete.
b/ ljZn]if0fsf] nflu ! Jf= dL= lnOPsf]
| ;¦f]t ;fwg | tx÷lsl;d | kl/df0f | PsfO{ | b/ k¦lt PsfO{ | /sd | k¦To]s ;¦f]t ;fwgsf] hDdf
| lgdf{0f ;fdu¦L | cfd{:6«f]Ë ldlg/n kmfO{j/ af]8{sf
| -Hofnf ;lxt_ | ;fdu¦L | 1 | j=dL= | 1474.12 | 1474.12
1474.12
[5 empty] | jf:tljs b//]6 |  | 1474.12
| b/ /]6 k¦lt j= dL=sf] |  |  |  | !%Ü 7]s]bf/ cf]e/x]8 |  | 221.11
?= | 1695.23 | k}= |  |  | hDdf b/ /]6 |  | 1695.23
147 | s'FlbPsf] ;fn sf7sf] em\ofn 9f]sf h8fg ;d]t k'/f
b/ ljZn]if0fsf] nflu ! J.=dL= lnOPsf]
| ;¦f]t ;fwg | tx÷lsl;d | kl/df0f | PsfO{ | b/ k¦lt PsfO{ | /sd | k¦To]s ;¦f]t ;fwgsf] hDdf
| lgdf{0f ;fdu¦L / lkml6Ë sfo{ ;d]t | s'+lbPsf] ;fn sf7 | 1 | j=dL | 16866.3 | 16866.3
16866.3
[5 empty] | jf:tljs b//]6 |  | 16866.3
| b/ k¦lt j=dL=sf] |  |  |  | !%Ü 7]s]bf/ cf]e/x]8 |  | 2529.94
| 19396.24 | ?= | 19396.24 | k}= | hDdf b/ /]6 |  | 19396.24
1
148 | s'FlbPsf] ;fn sf7sf] cfFvL em\ofn jf 9f]sf h8fg ;d]t k'/f
b/ ljZn]if0fsf] nflu ! J.=dL= lnOPsf]
| ;¦f]t ;fwg | tx÷lsl;d | kl/df0f | PsfO{ | b/ k¦lt PsfO{ | /sd | k¦To]s ;¦f]t ;fwgsf] hDdf
| lgdf{0f ;fdu¦L / lkml6Ë sfo{ ;d]t | s'FlbPsf] ;fn sf7 | 1 | j=dL | 5622.1 | 5622.1
sf] cfFvL em\ofn
5622.1
[5 empty] | jf:tljs b//]6 |  | 5622.1
| b/ k¦lt j=dL=sf] |  |  |  | !%Ü 7]s]bf/ cf]e/x]8 |  | 843.31
| 6465.41 | ?= | 6465.41 | k}= | hDdf b/ /]6 |  | 6465.41
1
124
Carbon Fibre UPVC Roofing Sheet including the cost of material and labour fitting, fixing, all complete job (3mm Thick)
b/ ljZn]if0fsf] nflu ! Jf= dL= lnOPsf]
| ;¦f]t ;fwg | tx÷lsl;d | kl/df0f | PsfO{ | b/ k¦lt PsfO{ | /sd | k¦To]s ;¦f]t ;fwgsf] hDdf
| lgdf{0f ;fdu¦L | 3mm th.Carbon fibre UPVC Roofing sheet
| -Hofnf ;lxt_ | ;fdu¦L | 1 | j=dL= | 1508 | 1508
1508
[5 empty] | jf:tljs b//]6 |  | 1508
| b/ /]6 k¦lt j= dL=sf] |  |  |  | !%Ü 7]s]bf/ cf]e/x]8 |  | 226.2
?= | 1734.2 | k}= |  |  | hDdf b/ /]6 |  | 1734.2
125
Carbon Fibre UPVC Roofing Sheet including the cost of material and labour fitting, fixing, all complete job (2mm Thick)
b/ ljZn]if0fsf] nflu ! Jf= dL= lnOPsf]
| ;¦f]t ;fwg | tx÷lsl;d | kl/df0f | PsfO{ | b/ k¦lt PsfO{ | /sd | k¦To]s ;¦f]t ;fwgsf] hDdf
| lgdf{0f ;fdu¦L | 2mm th.Carbon fibre UPVC Roofing sheet
| -Hofnf ;lxt_ | ;fdu¦L | 1 | j=dL= | 1167.46 | 1167.46
1167.46
[5 empty] | jf:tljs b//]6 |  | 1167.46
| b/ /]6 k¦lt j= dL=sf] |  |  |  | !%Ü 7]s]bf/ cf]e/x]8 |  | 175.11
?= | 1342.57 | k}= |  |  | hDdf b/ /]6 |  | 1342.57
yk b/ ljZn]if0f
280 | Ps sf]6 c:t/ u/L b'O{ sf]6 Pk]S; k]G6 ug]{ sfd .
!#–% v,u | b/ ljZn]if0fsf] nflu !)) J.=dL= lnOPsf]
| ;¦f]t ;fwg | tx÷lsl;d | kl/df0f | PsfO{ | b/ k¦lt PsfO{ | /sd | k¦To]s ;¦f]t ;fwgsf] hDdf
| >lds | l;kfn' | 9 | hjfg | 525 | 4725
|  | HofdL | 5 | hjfg | 375 | 1875 | 6600
| lgdf{0f ;fdu¦L | c:t/ | 8 | nL= | 225 | 1800
|  | Pk]S; k]G6 | 16 | nL= | 530 | 8480
10280
[5 empty] | jf:tljs b//]6 |  | 16880
| b/ k¦lt j=dL=sf] |  |  |  | !%Ü 7]s]bf/ cf]e/x]8 |  | 2532
| 19412 | ?= | 194.12 | k}= | hDdf b/ /]6 |  | 19412
100
222 | Classic dfj{n -#)) X #)) dL=dL=_
!!–^ | !M@ efusf] l;d]G6 d;nfdf 5fkL 3f]6\g] / kflnz ;d]t ug]{ .
b/ ljZn]if0fsf] nflu !) j=dL= lnOPsf]
| ;¦f]t ;fwg | tx÷lsl;d | kl/df0f | PsfO{ | b/ k¦lt PsfO{ | /sd | k¦To]s ;¦f]t ;fwgsf] hDdf
| >lds | s_ l;kfn' | 2 | hjfg | 525 | 1050
|  | v_ HofdL | 8 | hjfg | 375 | 3000 | 4050
| lgdf{0f ;fdu¦L | l;d]G6 | 0.13 | d]=6= | 14200 | 1846
|  | afn'jf vf]nfsf] | 0.183 | 3=dL= | 1659.57 | 303.7
|  | Classic dfj{n | 11 | j=dL= | 559.52 | 6154.72
|  | cShflns Pl;8 | 0.37 | s]=hL= | 115 | 42.55
|  | d}g kflnz | 0.118 | s]=hL= | 200 | 23.6
|  | tf/k]G6fOg | 0.538 | nL= | 180 | 96.84
|  | sfaf]{/08d 9'+uf | cGbfhL | – |  | 120 | 8587.41
| oflGqs pks/0f | 3f]6\g] HofdL | 13.5 | hjfg | 375 | 5062.5 | 5062.5
[5 empty] | jf:tljs b//]6 |  | 17699.91
| b/ k¦lt j=dL=sf] |  |  |  | !%Ü 7]s]bf/ cf]e/x]8 |  | 2654.98
| 20354.89 | ?= | 2035.48 | k}= | hDdf b/ /]6 |  | 20354.89
10
gf]6 M d]lzg k¦of]u gu/L HofdL ;+Vof !#½ j9fpg] x'g] hDdf b/ ?= ==========÷========= k}= jf:tljs b//]6 ?= ===========÷===========k}=
151 | leQf Pj+ l;lnËdf Kn]g XjfO{6 kl§ Knf:6/ ug]{ sfo{ .
!!–@) | b/ ljZn]if0fsf] nflu !) j=dL= lnOPsf]
| ;¦f]t ;fwg | tx÷lsl;d | kl/df0f | PsfO{ | b/ k¦lt PsfO{ | /sd | k¦To]s ;¦f]t ;fwgsf] hDdf
| lgdf{0f ;fdu¦L | XjfO{6 kl§ Knf:6/ |  | j=dL=
|  |  | 10 |  | 58 | 580 | 580
[5 empty] | jf:tljs b//]6 |  | 580
| b/ k¦lt j=dL=sf] |  |  |  | !%Ü 7]s]bf/ cf]e/x]8 |  | 87
| 667 | ?= | 66.7 | k}= | hDdf b/ /]6 |  | 667
1sq=1kg
!@ dL=dL= jfSnf] !)) dL=dL=prfO{sf] sf7sf] kfs]{6n] sf]7fx?df
152 | :sl6ª ug]{ sfd .
!!–@! | b/ ljZn]if0fsf] nflu !) j=dL= lnOPsf]
| ;¦f]t ;fwg | tx÷lsl;d | kl/df0f | PsfO{ | b/ k¦lt PsfO{ | /sd | k¦To]s ;¦f]t ;fwgsf] hDdf
| >lds | s_ l;kfn' | 6.5 | hjfg | 525 | 3412.5
|  | v_ HofdL | 0.65 | hjfg | 375 | 243.75 | 3656.25
| lgdf{0f ;fdu¦L | tof/L kfs]{6 | 10 | j=dL= | 420.66 | 4206.6
|  | ud | 1 | s]=hL= | 220 | 220 | 4426.6
[5 empty] | jf:tljs b//]6 |  | 8082.85
| b/ k¦lt j=dL=sf] |  |  |  | !%Ü 7]s]bf/ cf]e/x]8 |  | 1212.42
| 9295.27 | ?= | 929.52 | k}= | hDdf b/ /]6 |  | 9295.27
10
153 | @Ú–^Æ b]lv #Ú–)Æ ;Dd prfO{ ePsf] ^Æx ^Æ ;fO{hsf] ;fn jf lzzf} sf7sf] snfTds kf]i6 tyf #Æx #Æ;fO{hsf] snfTds an':6/ /fvL #Æx$Æ ;fO{hsf] ;fn jf lzzf}sf] x\of08/]n agfO{ h8fg ug]{ sfd .
!)–!& | b/ ljZn]if0fsf] nflu !)ld=x )=() ld=Ö( a=ld= lnOPsf]
| ;¦f]t ;fwg | tx÷lsl;d | kl/df0f | PsfO{ | b/ k¦lt PsfO{ | /sd | k¦To]s ;¦f]t ;fwgsf] hDdf
| >lds | s_ l;kfn' | 5.27 | hjfg | 525 | 2766.75
|  | v_ HofdL | 0.52 | hjfg | 375 | 195 | 2961.75
| lgdf{0f ;fdu¦L | ;fn jf lzzf} sf7sf] snfTds kf]i6,an':6/ tyf Xof08/]n tof/ u/L h8fg ;d]t ug]{ . | 0.3289 | 3=dL= | 126056.7 | 41460.04
44421.79
[5 empty] | jf:tljs b//]6 |  | 47383.54
| b/ k¦lt j=dL=sf] |  |  |  | !%Ü 7]s]bf/ cf]e/x]8 |  | 7107.53
| 54491.07 | ?= | 6054.56 | k}= | hDdf b/ /]6 |  | 54491.07
9
>lds cfO6d g+= !)–!&cg';f/ lnOPsf]
%) X &% dL=dL= ;fO{hsf] cu¦fv sf7sf] ^)) X ()) dL= dL= sf]
154 | sf]7f agfO{ ljleGg lsl;dsf] kmN; l;lnË 7f]Sg]
!)–!^ s | ^ dL=dL= jf6/k¦'km KnfO{p8
b/ ljZn]if0fsf] nflu (=&% X #=^% Ö #%=%* j=ld= lnOPsf]
| ;¦f]t ;fwg | tx÷lsl;d | kl/df0f | PsfO{ | b/ k¦lt PsfO{ | /sd | k¦To]s ;¦f]t ;fwgsf] hDdf
| >lds | s_ l;kfn' | 23 | hjfg | 525 | 12075
|  | v_ HofdL | 2.3 | hjfg | 375 | 862.5 | 12937.5
| lgdf{0f ;fdu¦L | cu¦fv sf7 | 0.45 | 3=dL= | 120054 | 54024.3
|  | ^ dL=dL= KnfOp8 | 37.5 | j=dL= | 451.92 | 16947
|  | lni6L | 100 | /=dL= | 39.36 | 3936
|  | lsnf | 0.5 | s]=hL= | 99 | 49.5 | 74956.8
[5 empty] | jf:tljs b//]6 |  | 87894.3
| b/ k¦lt j=dL=sf] |  |  |  | !%Ü 7]s]bf/ cf]e/x]8 |  | 13184.14
| 101078.44 | ?= | 2840.87 | k}= | hDdf b/ /]6 |  | 101078.44
35.58
155 | Supplying and laying Teak wood Parqueting on floor polishing all complete(150mm*30mm*8mm)
!!–@) | b/ ljZn]if0fsf] nflu !) j=dL= lnOPsf]
| ;¦f]t ;fwg | tx÷lsl;d | kl/df0f | PsfO{ | b/ k¦lt PsfO{ | /sd | k¦To]s ;¦f]t ;fwgsf] hDdf
| lgdf{0f ;fdu¦L | tof/L 6Ls p8 kfs]{6 |  | j=dL=
|  |  | 10 |  | 1379.97 | 13799.7 | 13799.7
[5 empty] | jf:tljs b//]6 |  | 13799.7
| b/ k¦lt j=dL=sf] |  |  |  | !%Ü 7]s]bf/ cf]e/x]8 |  | 2069.95
| 15869.65 | ?= | 1586.96 | k}= | hDdf b/ /]6 |  | 15869.65
10
156 | Supplying and laying Sisam wood wall panelling on wall(with wood frame) polishing all complete(75mm*16mm)
!!–@) | b/ ljZn]if0fsf] nflu !) j=dL= lnOPsf]
| ;¦f]t ;fwg | tx÷lsl;d | kl/df0f | PsfO{ | b/ k¦lt PsfO{ | /sd | k¦To]s ;¦f]t ;fwgsf] hDdf
| lgdf{0f ;fdu¦L | tof/L lzzf} sf7 k}g]n |  | j=dL=
|  |  | 10 |  | 4599.9 | 45999 | 45999
[5 empty] | jf:tljs b//]6 |  | 45999
| b/ k¦lt j=dL=sf] |  |  |  | !%Ü 7]s]bf/ cf]e/x]8 |  | 6899.85
| 52898.85 | ?= | 5289.88 | k}= | hDdf b/ /]6 |  | 52898.85
10
227 | Supply and errection of (75mm thick) aerocon/rapicon prefab panel in partition wall.all complete
!!–@) | b/ ljZn]if0fsf] nflu !) j=dL= lnOPsf]
| ;¦f]t ;fwg | tx÷lsl;d | kl/df0f | PsfO{ | b/ k¦lt PsfO{ | /sd | k¦To]s ;¦f]t ;fwgsf] hDdf
| lgdf{0f ;fdu¦L | &% ld=ld=afSnf] Prefab sf] tof/L kfl6{;g |  | j=dL=
|  |  | 10 |  | 2676.55 | 26765.5 | 26765.5
[5 empty] | jf:tljs b//]6 |  | 26765.5
| b/ k¦lt j=dL=sf] |  |  |  | !%Ü 7]s]bf/ cf]e/x]8 |  | 4014.82
| 30780.32 | ?= | 3078.03 | k}= | hDdf b/ /]6 |  | 30780.32
10
228 | Supply and errection of (50mm thick) aerocon/rapicon prefab panel in partition wall. All complete
!!–@) | b/ ljZn]if0fsf] nflu !) j=dL= lnOPsf]
| ;¦f]t ;fwg | tx÷lsl;d | kl/df0f | PsfO{ | b/ k¦lt PsfO{ | /sd | k¦To]s ;¦f]t ;fwgsf] hDdf
| lgdf{0f ;fdu¦L | %) ld=ld=afSnf] Prefab sf] tof/L kfl6{;g |  | j=dL=
|  |  | 10 |  | 2039.6656 | 20396.65 | 20396.65
[5 empty] | jf:tljs b//]6 |  | 20396.65
| b/ k¦lt j=dL=sf] |  |  |  | !%Ü 7]s]bf/ cf]e/x]8 |  | 3059.49
| 23456.14 | ?= | 2345.61 | k}= | hDdf b/ /]6 |  | 23456.14
10
229 | Supply and errection of (40mm thick) aerocon/rapicon prefab panel in partition wall. All complete
!!–@) | b/ ljZn]if0fsf] nflu !) j=dL= lnOPsf]
| ;¦f]t ;fwg | tx÷lsl;d | kl/df0f | PsfO{ | b/ k¦lt PsfO{ | /sd | k¦To]s ;¦f]t ;fwgsf] hDdf
| lgdf{0f ;fdu¦L | $) ld=ld=afSnf] Prefab sf] tof/L kfl6{;g |  | j=dL=
|  |  | 10 |  | 1694.0544 | 16940.54 | 16940.54
[5 empty] | jf:tljs b//]6 |  | 16940.54
| b/ k¦lt j=dL=sf] |  |  |  | !%Ü 7]s]bf/ cf]e/x]8 |  | 2541.08
| 19481.62 | ?= | 1948.16 | k}= | hDdf b/ /]6 |  | 19481.62
10
230 | Supply and fixing of (40mm thick)aerocon/rapicon prefab panel cubical partition wall all complete.
!!–@) | b/ ljZn]if0fsf] nflu !) j=dL= lnOPsf]
| ;¦f]t ;fwg | tx÷lsl;d | kl/df0f | PsfO{ | b/ k¦lt PsfO{ | /sd | k¦To]s ;¦f]t ;fwgsf] hDdf
| lgdf{0f ;fdu¦L | $) ld=ld=afSnf] Prefab sf] cubical tof/L kfl6{;g |  | j=dL=
|  |  | 10 |  | 1797.458 | 17974.58 | 17974.58
[5 empty] | jf:tljs b//]6 |  | 17974.58
| b/ k¦lt j=dL=sf] |  |  |  | !%Ü 7]s]bf/ cf]e/x]8 |  | 2696.18
| 20670.76 | ?= | 2067.07 | k}= | hDdf b/ /]6 |  | 20670.76
10
231 | Supplying and fixing 6 mm thick Flex-O- Board (Water proof cement board) for false ceiling all complete
!!–@) | b/ ljZn]if0fsf] nflu !) j=dL= lnOPsf]
| ;¦f]t ;fwg | tx÷lsl;d | kl/df0f | PsfO{ | b/ k¦lt PsfO{ | /sd | k¦To]s ;¦f]t ;fwgsf] hDdf
| lgdf{0f ;fdu¦L | 6mmm th Flex-O Board sf] tof/L false ceiling |  | j=dL=
|  |  | 10 |  | 344.32 | 3443.2 | 3443.2
[5 empty] | jf:tljs b//]6 |  | 3443.2
| b/ k¦lt j=dL=sf] |  |  |  | !%Ü 7]s]bf/ cf]e/x]8 |  | 516.48
| 3959.68 | ?= | 395.96 | k}= | hDdf b/ /]6 |  | 3959.68
10
Annex-1
UPVC sf]] ‰ofn, 9f]sf tyf wall partition sf lgdf{0f ;fdfu¦Lx? (Certified by ISO 9001-2000, ISO 14001:2004, ISO 527-2:1993, ISO 178:2001, iec 60695-2-11:2001, ASTM D4226-00, 91/338/EEC) Asper approved District rate of 068-069 page no.27 to 28
318
Aluminium composit panel 3mm 0.20 black core sheet supplying and fitting all complete work.
b/ ljZn]if0fsf] nflu ! Jf= dL= lnOPsf]
| ;¦f]t ;fwg | tx÷lsl;d | kl/df0f | PsfO{ | b/ k¦lt PsfO{ | /sd | k¦To]s ;¦f]t ;fwgsf] hDdf
| lgdf{0f ;fdu¦L | 3mm 0.20 black core
| -Hofnf ;lxt_ | ;fdu¦L | 1 | j=dL= | 3335.6 | 3335.6
3335.6
[5 empty] | jf:tljs b//]6 |  | 3335.6
| b/ /]6 k¦lt j= dL=sf] |  |  |  | !%Ü 7]s]bf/ cf]e/x]8 |  | 500.34
?= | 3835.94 | k}= |  |  | hDdf b/ /]6 |  | 3835.94
319
Aluminium composit panel 3mm 0.25 black core sheet supplying and fitting all complete work.
b/ ljZn]if0fsf] nflu ! Jf= dL= lnOPsf]
| ;¦f]t ;fwg | tx÷lsl;d | kl/df0f | PsfO{ | b/ k¦lt PsfO{ | /sd | k¦To]s ;¦f]t ;fwgsf] hDdf
| lgdf{0f ;fdu¦L | 3mm 0.25 black core
| -Hofnf ;lxt_ | ;fdu¦L | 1 | j=dL= | 3540.04 | 3540.04
3540.04
[5 empty] | jf:tljs b//]6 |  | 3540.04
| b/ /]6 k¦lt j= dL=sf] |  |  |  | !%Ü 7]s]bf/ cf]e/x]8 |  | 531
?= | 4071.04 | k}= |  |  | hDdf b/ /]6 |  | 4071.04
320
Aluminium composit panel 3mm 0.30 black core sheet supplying and fitting all complete work.
b/ ljZn]if0fsf] nflu ! Jf= dL= lnOPsf]
| ;¦f]t ;fwg | tx÷lsl;d | kl/df0f | PsfO{ | b/ k¦lt PsfO{ | /sd | k¦To]s ;¦f]t ;fwgsf] hDdf
| lgdf{0f ;fdu¦L | 3mm 0.30 black core
| -Hofnf ;lxt_ | ;fdu¦L | 1 | j=dL= | 3766 | 3766
3766
[5 empty] | jf:tljs b//]6 |  | 3766
| b/ /]6 k¦lt j= dL=sf] |  |  |  | !%Ü 7]s]bf/ cf]e/x]8 |  | 564.9
?= | 4330.9 | k}= |  |  | hDdf b/ /]6 |  | 4330.9
321
Aluminium composit panel 4mm 0.20 black core sheet supplying and fitting all complete work.
b/ ljZn]if0fsf] nflu ! Jf= dL= lnOPsf]
| ;¦f]t ;fwg | tx÷lsl;d | kl/df0f | PsfO{ | b/ k¦lt PsfO{ | /sd | k¦To]s ;¦f]t ;fwgsf] hDdf
| lgdf{0f ;fdu¦L | 4mm 0.25 black core
| -Hofnf ;lxt_ | ;fdu¦L | 1 | j=dL= | 3766 | 3766
3766
[5 empty] | jf:tljs b//]6 |  | 3766
| b/ /]6 k¦lt j= dL=sf] |  |  |  | !%Ü 7]s]bf/ cf]e/x]8 |  | 564.9
?= | 4330.9 | k}= |  |  | hDdf b/ /]6 |  | 4330.9
322
Aluminium composit panel 4mm 0.30 black core sheet supplying and fitting all complete work.
b/ ljZn]if0fsf] nflu ! Jf= dL= lnOPsf]
| ;¦f]t ;fwg | tx÷lsl;d | kl/df0f | PsfO{ | b/ k¦lt PsfO{ | /sd | k¦To]s ;¦f]t ;fwgsf] hDdf
| lgdf{0f ;fdu¦L | 4mm 0.30 black core
| -Hofnf ;lxt_ | ;fdu¦L | 1 | j=dL= | 4002.72 | 4002.72
4002.72
[5 empty] | jf:tljs b//]6 |  | 4002.72
| b/ /]6 k¦lt j= dL=sf] |  |  |  | !%Ü 7]s]bf/ cf]e/x]8 |  | 600.4
?= | 4603.12 | k}= |  |  | hDdf b/ /]6 |  | 4603.12
323
Aluminium composit panel 4mm 0.50 black core sheet supplying and fitting all complete work.
b/ ljZn]if0fsf] nflu ! Jf= dL= lnOPsf]
| ;¦f]t ;fwg | tx÷lsl;d | kl/df0f | PsfO{ | b/ k¦lt PsfO{ | /sd | k¦To]s ;¦f]t ;fwgsf] hDdf
| lgdf{0f ;fdu¦L | 4mm 0.50 black core
| -Hofnf ;lxt_ | ;fdu¦L | 1 | j=dL= | 4476.16 | 4476.16
4476.16
[5 empty] | jf:tljs b//]6 |  | 4476.16
| b/ /]6 k¦lt j= dL=sf] |  |  |  | !%Ü 7]s]bf/ cf]e/x]8 |  | 671.42
?= | 5147.58 | k}= |  |  | hDdf b/ /]6 |  | 5147.58
118
Supplying and installation of UPVC Profile Sliding Window frame 80x50 mm white colour, sliding window sash 55x36 mm with galvanized steel reinforcement of 1.5 mm, 5 mm thick clear glass, insect net, patented standard hardware like: rollers, gaskets,brush
b/ ljZn]if0fsf] nflu ! Jf= dL= lnOPsf]
| ;¦f]t ;fwg | tx÷lsl;d | kl/df0f | PsfO{ | b/ k¦lt PsfO{ | /sd | k¦To]s ;¦f]t ;fwgsf] hDdf
| lgdf{0f ;fdu¦L | UPVC
| -Hofnf ;lxt_ | ;fdu¦L | 1 | j=dL= | #REF! | #REF!
#REF!
[5 empty] | jf:tljs b//]6 |  | #REF!
| b/ /]6 k¦lt j= dL=sf] |  |  |  | !%Ü 7]s]bf/ cf]e/x]8 |  | #REF!
?= | #REF! | k}= |  |  | hDdf b/ /]6 |  | #REF!
119
Supplying and installation of UPVC Profile Sliding Door frame 80x50 mm white colour, sliding window sash 66x36 mm with galvanized steel reinforcement of 1.5 mm, 5 mm thick clear glass, insect net, patented standard hardware like: rollers, gaskets,brush se
b/ ljZn]if0fsf] nflu ! Jf= dL= lnOPsf]
| ;¦f]t ;fwg | tx÷lsl;d | kl/df0f | PsfO{ | b/ k¦lt PsfO{ | /sd | k¦To]s ;¦f]t ;fwgsf] hDdf
| lgdf{0f ;fdu¦L | UPVC/glass
| -Hofnf ;lxt_ | ;fdu¦L | 1 | j=dL= | #REF! | #REF!
#REF!
[5 empty] | jf:tljs b//]6 |  | #REF!
| b/ /]6 k¦lt j= dL=sf] |  |  |  | !%Ü 7]s]bf/ cf]e/x]8 |  | #REF!
?= | #REF! | k}= |  |  | hDdf b/ /]6 |  | #REF!
120
Supplying and installation of UPVC Profile Casement Window frame 60x60 mm , Casement window sash 78x60 mm, Casement window mullion 72x60 mm white colour with galvanized steel reinforcement of 1.5 mm, 5 mm thick clear glass, insect net, patented standard h
b/ ljZn]if0fsf] nflu ! Jf= dL= lnOPsf]
| ;¦f]t ;fwg | tx÷lsl;d | kl/df0f | PsfO{ | b/ k¦lt PsfO{ | /sd | k¦To]s ;¦f]t ;fwgsf] hDdf
| lgdf{0f ;fdu¦L | UPVC/glass
| -Hofnf ;lxt_ | ;fdu¦L | 1 | j=dL= | #REF! | #REF!
#REF!
[5 empty] | jf:tljs b//]6 |  | #REF! | 54.77
| b/ /]6 k¦lt j= dL=sf] |  |  |  | !%Ü 7]s]bf/ cf]e/x]8 |  | #REF!
?= | #REF! | k}= |  |  | hDdf b/ /]6 |  | #REF!
121
Supplying and installation of UPVC Profile Casement Door frame 60x60 mm , Casement door sash 104x60 mm, Casement window mullion 72x60 mm, door panel 100x25 mm white colour with galvanized steel reinforcement of 1.5 mm, 5 mm thick clear glass, insect net,
b/ ljZn]if0fsf] nflu ! Jf= dL= lnOPsf]
| ;¦f]t ;fwg | tx÷lsl;d | kl/df0f | PsfO{ | b/ k¦lt PsfO{ | /sd | k¦To]s ;¦f]t ;fwgsf] hDdf
| lgdf{0f ;fdu¦L | UPVC/glass
| -Hofnf ;lxt_ | ;fdu¦L | 1 | j=dL= | #REF! | #REF!
#REF!
[5 empty] | jf:tljs b//]6 |  | #REF!
| b/ /]6 k¦lt j= dL=sf] |  |  |  | !%Ü 7]s]bf/ cf]e/x]8 |  | #REF!
?= | #REF! | k}= |  |  | hDdf b/ /]6 |  | #REF! | 54.77
122
Supplying and installation of UPVC Bay Window frame 60x60 mm , Casement window sash 78x60 mm, sliding window sash 55x36 mm, corner connector 41x23 mm white colour with galvanized steel reinforcement of 1.5 mm, 5 mm thick clear glass, insect net, patented
b/ ljZn]if0fsf] nflu ! Jf= dL= lnOPsf]
| ;¦f]t ;fwg | tx÷lsl;d | kl/df0f | PsfO{ | b/ k¦lt PsfO{ | /sd | k¦To]s ;¦f]t ;fwgsf] hDdf
| lgdf{0f ;fdu¦L | UPVC/glass
| -Hofnf ;lxt_ | ;fdu¦L | 1 | j=dL= | #REF! | #REF!
#REF!
[5 empty] | jf:tljs b//]6 |  | #REF!
| b/ /]6 k¦lt j= dL=sf] |  |  |  | !%Ü 7]s]bf/ cf]e/x]8 |  | #REF!
?= | #REF! | k}= |  |  | hDdf b/ /]6 |  | #REF!
123
Supplying and installation of UPVC Partition frame 60x60 mm with 5 mm thick clear glass or with 9 mm thick both side laminated particle board all complete with all accessorie as per specification of Korean Standard.
b/ ljZn]if0fsf] nflu ! Jf= dL= lnOPsf]
| ;¦f]t ;fwg | tx÷lsl;d | kl/df0f | PsfO{ | b/ k¦lt PsfO{ | /sd | k¦To]s ;¦f]t ;fwgsf] hDdf
| lgdf{0f ;fdu¦L | UPVC/glass
| -Hofnf ;lxt_ | ;fdu¦L | 1 | j=dL= | #REF! | #REF!
#REF!
[5 empty] | jf:tljs b//]6 |  | #REF!
| b/ /]6 k¦lt j= dL=sf] |  |  |  | !%Ü 7]s]bf/ cf]e/x]8 |  | #REF!
?= | #REF! | k}= |  |  | hDdf b/ /]6 |  | #REF!
324
Aluminium composit panel 4mm.0.25 Vergin core sheet supplying and fitting all complete work.
b/ ljZn]if0fsf] nflu ! Jf= dL= lnOPsf]
| ;¦f]t ;fwg | tx÷lsl;d | kl/df0f | PsfO{ | b/ k¦lt PsfO{ | /sd | k¦To]s ;¦f]t ;fwgsf] hDdf
| lgdf{0f ;fdu¦L | 4mm.0.25 Vergin core
| -Hofnf ;lxt_ | ;fdu¦L | 1 | j=dL= | 4067.28 | 4067.28
4067.28
[5 empty] | jf:tljs b//]6 |  | 4067.28
| b/ /]6 k¦lt j= dL=sf] |  |  |  | !%Ü 7]s]bf/ cf]e/x]8 |  | 610.09
?= | 4677.37 | k}= |  |  | hDdf b/ /]6 |  | 4677.37
325
Aluminium composit panel 4mm.0.30 Vergin core sheet supplying and fitting all complete work.
b/ ljZn]if0fsf] nflu ! Jf= dL= lnOPsf]
| ;¦f]t ;fwg | tx÷lsl;d | kl/df0f | PsfO{ | b/ k¦lt PsfO{ | /sd | k¦To]s ;¦f]t ;fwgsf] hDdf
| lgdf{0f ;fdu¦L | 4mm.0.30 Vergin core
| -Hofnf ;lxt_ | ;fdu¦L | 1 | j=dL= | 4271.72 | 4271.72
4271.72
[5 empty] | jf:tljs b//]6 |  | 4271.72
| b/ /]6 k¦lt j= dL=sf] |  |  |  | !%Ü 7]s]bf/ cf]e/x]8 |  | 640.75
?= | 4912.47 | k}= |  |  | hDdf b/ /]6 |  | 4912.47
326
Aluminium composit panel 4mm.0.50 Vergin core sheet supplying and fitting all complete work.
b/ ljZn]if0fsf] nflu ! Jf= dL= lnOPsf]
| ;¦f]t ;fwg | tx÷lsl;d | kl/df0f | PsfO{ | b/ k¦lt PsfO{ | /sd | k¦To]s ;¦f]t ;fwgsf] hDdf
| lgdf{0f ;fdu¦L | 4mm.0.50 Vergin core
| -Hofnf ;lxt_ | ;fdu¦L | 1 | j=dL= | 4820.48 | 4820.48
4820.48
[5 empty] | jf:tljs b//]6 |  | 4820.48
| b/ /]6 k¦lt j= dL=sf] |  |  |  | !%Ü 7]s]bf/ cf]e/x]8 |  | 723.07
?= | 5543.55 | k}= |  |  | hDdf b/ /]6 |  | 5543.55
=
=
=
=
=
=
=
=
=
=
=
=
=
=
=
=
=
=
=
=
=
=
=
=
=
=
=
=
=
=
=
=
=
=
=
=
=
=
=
=
=
=
=
=
=
=
=
=
=
=
=
=
=
=
=
=
=
=
=
=
=
=
=
=
=
=
=
=
=
=
=
=
=
=
=
=
=
=
=
=
=
=
=
=
=
=
=
=